{"text_format":"3","workbook":"xlsx","n_sheets":13,"sheets":["Planned","Shared Shelters","single shelter unit","Villages","Arrangements","Master BoQ","Markets rehabilitation","Schools rehabilitation","Consolidated BoQ","BOQ1","All BoQ items","Report","Report(Merged)"],"not_rendered":{"charts":2,"external_links":112,"defined_names":3323,"pivot_tables":5},"read":"whole","date_system":"1900"}

{"sheet":"Planned","index":0,"n_rows":477,"n_cols":146,"rows_kept":477,"hidden":true}
[{"$nulls":13},{"$f":"TRANSPOSE(Arrangements[Occupancy arrangement])","v":"حفر - صخرة"},"حفر - التربة","ردم","هدم الجدران","إزالة نواتج الحفر","بيتون عادي 250 كجم / م 3","بيتون عادي 150 كجم / متر مكعب","بيتون مغموس 250 كجم / م 3","بيتون مسلح 350 كجم / م 3 Ø 8 مم","بيتون مسلح 350 كجم / م 3 Ø 10 مم","درج بيتوني","رمبه خرسانيه","حوائط بلوك خرساني 15 سم","حوائط بلوك خرساني 10 سم","حوائط بلوك خرساني 20 سم","جدار حجر","تفكيك جدار بلوك","إطار حجري للنافذة أو الباب","زريقه اسمنتيه","رشة تيرولية","إزالة الزريقة الاسمنتيه التالفة  ","ملء الشقوق في الجدران بالمعجون","ملء الشقوق في الجدران بين الباب و الشباك","اغلاق فتحه في الحائط (50-100 سم)","اغلاق فتحة في الحائط (30-50 سم)","طلاء العزل","العزل - مادة أساسها الاكريليك","حاجز مقاوم للماء","ارضيات سيراميك","أرضيات بلاط الحجر","سيراميك للحوائط","طلاء طرش","دهان زياتي","عتبة حجر الباب","صبة اسمنتية عيار البيتون 250  كغ / م 3 سم بدون حديد تسليح مع الصقل سماكة 5 سم","زريقة عيار بيتون 400 كغ/م3 مع إضافة مادة بوليبونت بنسبة  1 كغ/ 50 كغ اسمنت مع معالجة حديد السقف","نوافذ خشبية","حاجب  خشبي  (برواز)للنافذة أو الباب"," باب من الخشب معاكس","باب من خشب  (سويد)","عضادات الأبواب الخشبية باطار من خشب سويد ( ملبن الخشب )","زجاج النوافذ الخشبية","زجاج النافذة الخشبية - زجاج الفايبر","إصلاح كشف الباب الخشبي","إصلاح إطار الباب الخشبي","دهان باب خشبي","مفصلات الأبواب الخشبية"," قفل  أو مقبض باب خشبي أو النافذة","قفل باب خشبي","قاطع خشبي","ألواح فورمايكا","باب حديد","نافذة حديدية","استبدال نافذة الحديد","تثبيت إطار الباب الحديد أو  النافذة","إصلاح الباب الحديد","مقبض الباب الحديد","طلاء الباب الحديد","استبدال مفصلات الأبواب الحديدية","زجاج النافذة الحديدية - زجاج فايبر","نافذة زجاجية من الحديد","درابزين حديدي","صندوق حديدي","شبك حماية لنافذة حديدية","بوابة حديدية","إصلاح البوابة الحديدية","قفل الباب من نوع دقر ل باب معدني","رمبه حديديه","درابزين حديدي لمنحدر"," قبضة مسند معدنية للتواليت الافرانجي","سقف مصنوع من الصاج المزيبق","قاعدة خزان المياه","الأسقف (الساندوتش بانيل)","عناصر الحديد المجلفن","نافذة سحاب من الألومنيوم"," درفه  نافذة سحاب الالمنيوم","نافذة الألمنيوم قلاب"," لوح زجاجي بولي كربونات سماكة 5مم للنافذة الالمنيوم"," لوح زجاجي سماكة 5مم للنافذة الالمنيوم","صيانة الابواب والشبابيك الالمنيوم او البي في سي","باب المنيوم","باب PVC","نافذة PVC","مغسلة بورسلين","حوض ستانلس ستيل","حنفيه ماء","خلاط المياه","مجلى ستينلس ستيل","كاونتر مطبخ من الحجر مع وقافات حجر 8سم","مرحاض القرفصاء","بطه حمام","نبريش مرش يدوي","مصرف أرضيه ستينلس","مواسير PPR لنظام مياه الشرب 0.75 انش","مواسير PPR لنظام مياه الشرب 0.5 انش","مواسير PPR لنظام مياه الشرب 1 انش","2 \"أنابيب PVC","4 \"أنابيب PVC","6 \"أنابيب PVC","8 \"أنابيب PVC","خزان مياه من الحديد المجلفن سعة 250 لتر","خزان مياه من الحديد المجلفن 1000 لتر","خزان مياه من الحديد المجلفن سعة 2000 لتر"," فواشة لخزانات المياه"," غطاء معدني لجورة الفنية ","مزراب نازل مطري قسطل  pvcقطر 2 انش"," وصله مرحاض (نوع S)"," (تسليك )للمراحيض ونظام الصرف الصحي","إزالة جميع التوصيلات الكهربائية الخاطئة و الخطرة "," نبريش مرن  لجميع التوصيلات الكهربائية المكشوفة","لمبة اضاءة ليد"," نقطة إنارة كهربائية","تثبيت حامل اللمبة (سوكة)","تركيب مفتاح كهربائي (ابريز)","مقبس كهربائي","نقطة مأخذ كهربائي","قاطع دائرة","مروحة التهوية"," الألواح الشمسية 150 وات"," الألواح الشمسية 250 وات افضل نوع ","شريط إضاءة LED","منظم شحن","بطارية جل","بطارية سائلة"," انفرتر","هيكل تركيب الألواح الكهروضوئية","كابل كهربائي 1.5 مم","كابل كهربائي 2.5 مم"]
[{"$nulls":13},"Excavation (rock) down to the level of columns and walls' foundation, or for pipes trenches and septic tanks, excavation remnants must be moved to the nearest approved dumping site. according to the GOAL Engineer directions. The price of the excavation includes all the required works to ensure safety of workers and beneficiaries.","Excavation (different soil types) down to the level of columns and walls' foundation, or for pipes trenches and septic tanks, excavation remnants must be moved to the nearest approved dumpsite. according to the GOAL Engineer directions. The price of the excavation includes all the required works to ensure safety of workers and beneficiaries.","Backfill the open pits and trenches using materials approved by the GOAL Engineer (backfilling materials: either from the same site, approved excavated materials or by using gravels) ","Demolishing of damaged and cracked walls, work shall be done manually or using machinery as available and appropriate for each the site. Rubbles should be moved to approved dumpsites, so it does not cause any damage to any person or agricultural land. The work includes demolishing structural elements, concrete block and stone walls, cyclopean concrete, windows, and door...) and other parts specified by the GOAL Engineer (manually or using pneumatic drill), taking into consideration safety and security conditions. ","Removal and transport of excavated materials or rubbles to approved dumpsites, so it does not cause any damage to any person or agricultural land.","providing and pouring concrete, cement caliber 250 kg/m³ to cover cracks or cover flooring, with smoothing, thickness of layer 10 cm with spraying with water, with all the needed form works according to the directive of GOAL Engineer. ","providing and pouring concrete, cement caliber 150 kg/m³ to cover cracks or cover flooring, with smoothing, thickness of layer 10 cm with spraying with water, with all the needed form works according to the directive of GOAL Engineer.","providing and pouring cyclopean concrete, cement caliber 250 kg/m³ to construct elements, with spraying with water, with all the needed form works according to the directive of GOAL Engineer. ","providing and pouring reinforced concrete caliber 350 kg/m³ Ø 8mm to repair and fill the structural elements, with smoothing, with spraying water with all the needed form works. with all the needed form works according to the directive of GOAL Engineer.","providing and pouring reinforced concrete caliber 350 kg/m³ Ø 10 mm to repair and fill the structural elements, with smoothing, with spraying water with all the needed form works. with all the needed form works according to the directive of GOAL Engineer.","Construction of RC stair 10 steps length (1-2 m), riser (15-18 cm), and tread (25-27 cm) with all the needed form works according to the directive of GOAL Engineer."," Construction of a reinforced concrete ramp with a maximum slope 1:10 and a minimum width of 90 cm","Supply and install hollow bricks (40*20*20 cm) with 100kg/m³ density for completing internal and external walls and filling open holes. Half-bond the installation should carried out with all needed cement sand mortar (1:3) mix 13 mm between the constructed rows, water spraying, and all related finishing works according to the instruction of the GOAL Engineer. ","Supply and install hollow bricks (40*20*15 cm) with 100kg/m³ density for completing internal and external walls and filling open holes. Half-bond the installation should carried out with all needed cement sand mortar (1:3) mix 13 mm between the constructed rows, water spraying, and all related finishing works according to the instruction of the GOAL Engineer.","Supply and install hollow bricks (40*20*10 cm) with 100kg/m³ density for completing internal and external walls and filling open holes. Half-bond the installation should carried out with all needed cement sand mortar (1:3) mix 13 mm between the constructed rows, water spraying, and all related finishing works according to the instruction of the GOAL Engineer.","Provide and install hand fixed normal rock for completing walls the installation should carried out with all needed cement sand mortar (1:3) mix 13 mm between the constructed rows, water spraying, and all related finishing works according to the instruction of the GOAL Engineer.  "," Disassemble block walls with the aim of reusing undamaged blocks in building new walls and removing of demolition products and transporting to dumpsites according to the directive of GOAL Engineer.","provide and install stone frame for doors and windows ","Cement plastering (max thickness 25 mm) in two coats (coarse, soft) with using cement caliber is 250 kg/m³ coarse aggregate in the first layer and fine in the second with spraying with water, finish surface should be ready for painting according to the directive of GOAL Engineer. ","Applying Tyrolean wall coating with white and Portland cement 400kg/m³, the spraying must be done by a spraying machine, so that the plaster must be leveled and equal in its thickness with no less than two faces, including the removal of damaged plaster underneath the Tyrolean coating according to the directive of GOAL Engineer."," Removing damaged cement plastering "," Fixing cracks in walls with cement mortar 1:3 mix with all necessary","Fill all spaces between (door or window) and (wall) with putty with all necessary "," Close hole in wall width (30-50cm) and height (30-50cm), with cement mortar 1:3 mix with all necessary","Close hole in wall width (50-100cm) and height (50-100 cm), with cement mortar 1:3 mix with all necessary","Supply and install insulation material for from SUTUT Turkish brand or equivalent.  The surface should be painted with the material well until the concrete is fully saturated by the material, using the roller only. As for the corners, it should be painted well and at least 20cm high of the parapets should be painted by the material. Therefore, the one kilogram covers an area of no more than 4 m^2.  The cost includes spraying Soft sand over the insulating layer. All work must be in accordance with the instructions and directions of the GOAL Engineer. ","Supply and install insulation material Rubber Acrylic for roofs and walls foundations’ insulation material is the rubber acrylic First class quality. The surface must be cleaned completely by a water pump and a metal brush, then it will rubbed-in with the material until satiation. The isolation material must be laid by paint brushes and squeegees to ensure full coverage of the area, especially the edges and with sufficient thickness.","Providing and installing waterproof barrier (tarpaulins) for roofs, fixed using wooden bars with thickness of 3 cm and width of 5 cm or metal bars 1 inch. The wooden bars fix the tarpaulin from the wall's top surface and additional crossing bars must be added every 1.5 m.","Providing and installation of ceramics floors with skirting and all necessary to complete the work","Install crushed stone tiles for all damaged floors in facilities with providing required layers of sand and mortar below it and grout.","Install ceramic wall tiles for walls including mortar, grout."," Emulsion paint for walls, this includes prep work for the wall (Remove the damaged old paint by brush, sanding and applying putty) then two coats of paint. When calculating the quantity of the paints, all the walls and surfaces are calculated excluding openings and counting any additions of edges and others.    "," Oil-based paint for walls, this includes prep work for the wall (Remove the damaged old paint by brush, sanding and applying putty) then two coats of paint. When calculating the quantity of the paints, all the walls and surfaces are calculated excluding openings and counting any additions of edges and others.    "," Install stone threshold for the bathroom, kitchen, or entrance door. Dimensions according to the opening, thickness 2cm minimum, 20 cm in width with all necessary to complete the work","Plain concrete slab on grade 250 kg/m3 , 5 cm thickness","Cement plastering 400 kg/m3 with adding polybond 1:50 kg ratio, with cleaning steel rebars before the application ","Provide and install a pine wooden casement window with 2 hinges for each side, 5 mm glazing, frame, lock and handles, and all other accessories, finished with under coat and two coats of paints) this includes filling the spaces between the wall and the door frame using mortar, spraying foam, silicon. ","Install a wooden casing for window or door, width 5 cm) and thickness (1 cm), this includes filling the spaces between the wall and the door frame using mortar, spraying foam, silicon. "," Install a plywood door, complete with (frame, casing, side jambs, lock, handle, hinges) and all other accessories, finished with under coat and two coats of paints) this includes filling the spaces between the wall and the door frame using mortar, spraying foam, silicon. "," Install a pine wood class 3 door internal and or external use, complete with (frame, casing, side jambs, lock, handle,3 hinges) and all other accessories, finished with under coat and two coats of paints) this includes filling the spaces between the wall and the door frame using mortar, spraying foam, silicon. ","Replace wooden door jambs with pine wood frame third class width 12 cm Thickness of 5 under coat and two coats of paints with necessary accessories to retain the door to the intended use","Supply and install glass thickness of 5 mm for window, with all necessary to complete the work","Supply and install Polycarbonate glass plates plate thickness of 5 mm for window, with all necessary to complete the work","Repair frame for required wooden doors, includes filling the spaces between the wall and the door frame using mortar, spraying foam, silicon or plastering. ","Repair wooden door including reinstalling lock, hinge, handle, or close an opening that ranges in dimension between 50 to 100 cm in length and 20 to 50 cm in width with all necessary items to complete the work","paint wooden door, including jambs and casing, fill all cracks sanding, and paint primer coat, then under coat and finishing coats)"," Install hinges for wooden doors, with all necessary to complete the work","Replace wooden door or window lock and handle, with all necessary to complete the work"," Install a new lock for required wooden doors in building, with all necessary to complete the work  ","Install wooden partition including wooden frame and all required item for fixing the wooden panels","Supply and install laminated wood panels with wooden frame to closing the gaps above doors and windows with dimension width (140-160) cm and height (25-40) cm according to  the directive of GOAL Engineer.","Supply and install of steel doors the width between (80-100) cm and height between (180-210) cm with metal handle and frame section 3X4 CM Profile and the door Profile section door is covered with iron sheet thickness of 2 mm, door weight of 70 kg. with Lock/keys and 3 hinges 16 mm) spray painted with 1 layer of prime coat and 2 coats of oil-based paint","Supply and install iron casement window the width between (80-100) cm and height between (80-110) cm frame section 3X4 CM profiles and the window section profile 3X4 CM with glazing, window Weight 30 kg with a Lock and 2 hinges (12 mm) good quality for each side with spray painted with 1 layer of prime coat and 2 coats of oil-based paint","Install/replace steel window casement spray painted with 1 layer of prime coat and 2 coats of oil-based paint","Fixing steel frame for door or window","Repair steel door or window including closing holes and reinstalling lock, hinge, handle, or close an opening with galvanized steel sheet thickness 2 mm and adding flat iron bar with welding on old doors with different dimension with all necessary items to complete the work"," Install a new lock and handle for required steel doors ","paint steel door and frame, sanded, spray painted with 1 layer of prime coat and 2 coats of oil-based paint","Replace hinges for steel doors, with all necessary to complete the work","Supply and install Polycarbonate glass plates plate thickness of 5 mm for steel window, with all necessary to complete the work"," Supply and install glass thickness of 5 mm for steel window, with all necessary to complete the work","Install safety tools to prevent falls, such as steel handrails not less than 90cm high"," Install steel box made of steel bars for communal drinking points to protect them against robbery"," Install window's steel security bars, with all necessary to complete the work ","Install external steel gate for building "," Install a new perforated plate for main gate","Install a door latch lock on steel door"," Install ramp for disabled, high 30 cm with required paint"," Supply and install metal pipe 2 mm thickness 5 cm diameter hollow section Disability Handrail"," Supply and Install steel handles for Toilets","Supply and install roof made of galvanized corrugated sheet 0.5 mm and fixing by using steel profile in two direction (5x3x0.2) cm with 1 m spacing, fixing with screw and sealing off any openings between ceiling and wall using cement mortar","Supply and install elevated metal base for fixing water tank on using metal tubes profile (4x4) cm thickness of 4mm and angles 3x3 cm thickness of 4mm with base spray painted with 1 layer of prime coat and 2 coats of oil-based paint","Providing/Replacement Roofing (Sandwich Panel (supply and install sandwich panel for the roofs, fixed on steel frame and overhanging of 15 cm from all sides. structural frame (tube 4cm*6cm*2mm), additional tubes should be provided to the structure every 1.5 m, include painting all the frame with anti-rust paint base and two layers of paint.  Proper flashing with steel or PVC angles if the walls are of sandwich panels. block work to ensure minimum inclination of removing the existing damaged roofs if exist, restoring any existing lights, ceiling fans, on roof tanks and piping to the new roofs after the installation, installation of rainwater drainage gutters and down spout, with all the related works and accessories and as instructed by the GOAL engineer.","Provide and install galvanized steel items with all necessary.","Install aluminum sliding window complete with the frame, glazing fixed by glazing bead and sealed with rubber, lock, rollers, sliding panel, weather stripping, and all necessary accessories and wire mesh fly screen. this includes filling the spaces between the wall and the door frame using mortar, spraying foam, silicon. "," Install aluminum sliding window panel with glazing fixed by glazing bead and sealed with rubber, and lock.","Install aluminum awning window with glazing fixed by glazing bead and sealed with rubber, handle, weather stripping, linkage set and all necessary accessories and wire mesh fly screen. this includes filling the spaces between the wall and the door frame using mortar, spraying foam, silicon. ","Supply and install Polycarbonate glass plates plate thickness of 5 mm for window with the installation of rubber sealant","Supply and install glass for window thickness of 5 mm for window with the installation of rubber sealant Glass panel must be free of from flaws, fractures, or any other defects","Maintenance of Aluminum or PVC Items (doors and windows)","Supply and install painted aluminum door width 6 cm with frame, side jambs, lock, handle with the installation PVC infill panels and middle bars this includes filling the spaces between the wall and the door frame using mortar, spraying foam, silicon. ","Supply and install ready-made PVC door “ray pen” or “sega pen” or equivalent brand in brown or white color including all accessories. All PVC profile sections should be with thickness not less than 1,5 mm. The glass to be fixed with non-degradable rubber gaskets on both ends. The frame should be fixed well on the wall with screws and filling the spaces between the wall and the door frame using Mortar, spraying foam, silicon. The price includes adjusting the dimensions of the doors inside the house to match the dimensions of the readymade doors available on the market. ","Supply and install ready-made PVC window “ray pen” or “sega pen” or equivalent brand in brown or white color including all accessories. All PVC profile sections should be with thickness not less than 1,5 mm. The glass to be fixed with non-degradable rubber gaskets on both ends. The frame should be fixed well on the wall with screws and filling the spaces between the wall and the door frame using Mortar, spraying foam, silicon.","Supply and install of porcelain washbasin with a column Turkey (OMEGA) brand, with dimension (55x43) cm and with accessories and fixing on wall with adding white or transparent silicon to close the gaps between the sink and its surrounding according to the field and the directive of GOAL Engineer. ","Supply and install of steel washbasin with dimension (100x45) cm and with accessories and fixing on wall with adding white or transparent silicon to close the gaps between the sink and its surrounding according to the field and the directive of GOAL Engineer. "," Install a copper core water tap, with all necessary to complete the work ","supply and install water mixer copper covered with chrome according to the field and the directive of GOAL Engineer."," Install a stainless-steel sink drop-In at least 80 x 50 cm double equal bowl and 1-hole with all necessary connections and hardware  ","Install smooth stone countertop beside the sink a supported by stone frame base 8 cm","Provision and Replacement of damaged squatting pan  by new porcelain squatting W.C. (L=55, W=30, H=27) cm  and installs it with (S connection) and all required fittings & accessories.\nThis item includes all needed works for eliminating the old damaged squatting, and includes drillings and backfilling works and transport of excess excavations according to GOAL engineer instructions."," Provide and install a toilet seat, works include all accessories needed (Elbow and pipes), fixation with mortar (sand and cement)","  Install a hand spray complete set in the latrine, with all necessary to complete the work ","Supply and install stainless steel floor trap with cover, Delphine brand or equivalent in specified places according to the field and the directive of GOAL Engineer.","Provide and install PPR pipes for drinking water system 0.5 inch \"M\" Pipes used for this system must be (PPR), thickness not less than 3.5mm, pressure 10 bar All accessories of metal joint, ends and connections, with fixing the pipes using cement and trench digging","Provide and install PPR pipes for drinking water system 0.75 inch \"M\" Pipes used for this system must be (PPR), thickness not less than 3.5mm, pressure 10 bar All accessories of metal joint, ends and connections, with fixing the pipes using cement and trench digging","Provide and install PPR pipes for drinking water system 1 inch \"M\" Pipes used for this system must be (PPR), thickness not less than 3.5mm, pressure 10 bar All accessories of metal joint, ends and connections, with fixing the pipes using cement and trench digging","Supply and install of PVC pipes, 2 inches diameter weight of with compatible accessories with digging and backfilling according to the directive of GOAL Engineer.","Supply and install of PVC pipes, 4 inches diameter weight of with compatible accessories with digging and backfilling according to the directive of GOAL Engineer.","Supply and install of PVC pipes, 6 inches diameter weight of with compatible accessories with digging and backfilling according to the directive of GOAL Engineer.","Supply and install of PVC pipes, 8 inches diameter weight of with compatible accessories with digging and backfilling according to the directive of GOAL Engineer.","Providing and installing (250-liter, 1 mm thickness) water tank and all needed PPR connections, fittings, valves and all necessary to carry out the work according to the GOAL Engineer instructions","Provide and install a tank of thickness 1.2 mm type of galvanized and size of 1000 liters with a hole and a roof lock 50 * 50 cm and the dimensions of the tank 1 * 1 * 1 m with the and brass valve 1/2-inch number3 and the accessories to the taps Working with 30 cm legs and inner reinforcement horizontal corners of the galvanized and galvanized as directed by GOAL Engineer","Provide and install a tank of thickness 1.2 mm type of galvanized and size of 2000 liters with a hole and a roof lock 50 * 50 cm and the dimensions of the tank 1 * 1 * 1 m with the and brass valve 1/2-inch number3 and the accessories to the taps Working with 30 cm legs and inner reinforcement horizontal corners of the galvanized and galvanized as directed by GOAL Engineer","Install new floating valve for the water tanks, with all necessary to complete the work","Provision and installation of a metal lid for the septic tank according to the following specifications: \n1- dimensions of the roof: 2.5*2.5 m \n2- rectangle metal beams (the Cross-section dimensions:  40*60*2 mm). the total length of metal profiles at least 16 linear meter) and. the roof includes a slot (dimensions: 40*40 cm) equipped handle and lock according to the supervisor instructions.\n 3 -   galvanized metal sheets and corrugated (thickness 0.6 mm, Wave height: 18mm (+/-2) mm. Wave distance: 76.2mm (+/-3) mm.) for septic tank roof, it will be fixed above the steel beams by suitable bolts","Provide and install pvc pipe2 inch for rainwater drainage gutter with all the necessary elbows and connection and fixing to the wall according to the directions of GOAL Engineer","Provision and installation of toilet trap (S type)  with all connections","Mechanical Declogging of toilet drains and the sewage system the toilets must be cleaned and emptied well until the water is well discharged.\n• It must be done by pumping water and spring methods or drilling if necessary,\n• All drainages and sewers inside one house or one toilets block are considered one unit.","Remove all faulty wiring and electrical connections","Install electrical wire flexible  conduit to cover all uncovered electrical wiring","Provision and installation of soft LED light ready to use","supply and installation of electrical lighting point, including installation of a single and braided regular cable with a thickness of (1.5 mm) made of copper with the necessary items such as: duct tape for concealed extension, plastic channel before plastering, distribution boxes if needed, chassis, cover, switch, 12 watts bulb for utilities, 18 watts bulb for rooms, and the main distribution box in the house.","  Install bulb holder"," Install electrical switch","Supply and install electrical socket outlet, for internal and external base vimar brand china or equivalent , 250V, 10 A in accordance with all applicable codes and regulations and as approved by the site engineer","Supply and installation of the electrical outlet The work must include an installation of a first-rate thermal electrical outlet, in addition to all the necessary wires, a single and braided regular cable with thickness of (2 mm) which made of copper must be linked from the main breaker switch to the point with the necessary duct tape for concealed extension, plastic channel before plastering","  Install a new single room circuit breaker, with all necessary to complete the work "," Install a mechanical ventilation fan for the latrines/kitchen and all needed materials and connections","Install a solar PV panels, 150-Watt, 12 V with 25 degrees tilting angle with a way to protect the panels","Provide and install solar panels 250W,24V polycrystalline class origin of photovoltaic with all needed","  Install led light strip with switch's ","Install a 30-amp charge controller with all related accessories ","Provide and install rapped dry battery GEL, deep cycle with capacity 210 A, 12V with all needed ","Provide and install Liquid battery, with capacity 240 A, 12V with all needed","Provide and install inverter voltronic original, 3 KVA, single phase with all the needed protection breakers and accessories","Install an iron structure to mount the solar PV panels moving base with a long arm motor and a light tracking circuit, the works include all related clamps, screws, fixation to the building without affecting the roofs water proofing integrity.","Provide and install of copper cable 1.5 mm2 used for solar energy with all needed","Provide and install of copper cable 2.5 mm2 used for solar energy with all needed"]
["#","GOAL ID","Commcare Case ID","Accepted / Rejected","Is Checked ?","Shelter_Notes","# of Merged Families","BNF","Displaced/Resident","Village","Village ID","Enumerator","Code","GEN-1","GEN-2","GEN-3","GEN-4","GEN-5","GEN-6","GEN-7","GEN-8","GEN-9","GEN-10","GEN-11","GEN-12","GEN-13","GEN-14","GEN-15","GEN-16","GEN-17","GEN-18","GEN-19","GEN-20","GEN-21","GEN-22","GEN-23","GEN-24","GEN-25","GEN-26","GEN-27","GEN-28","GEN-29","GEN-30","GEN-31","GEN-32","GEN-33","GEN-34","GEN-35","GEN-36","WD-1","WD-2","WD-3","WD-4","WD-5","WD-6","WD-7","WD-8","WD-9","WD-10","WD-11","WD-12","WD-13","WD-14","WD-15","ST-1","ST-2","ST-3","ST-4","ST-5","ST-6","ST-7","ST-8","ST-9","ST-10","ST-11","ST-12","ST-13","ST-14","ST-15","ST-16","ST-17","ST-18","ST-19","ST-20","ST-21","ST-22","ST-23","AL-1","AL-2","AL-3","AL-4","AL-5","AL-6","AL-7","AL-8","AL-9","WSAN-1","WSAN-2","WSAN-3","WSAN-4","WSAN-5","WSAN-6","WSAN-7","WSAN-8","WSAN-9","WSAN-10","WSAN-11","WSAN-12","WSAN-13","WSAN-14","WSAN-15","WSAN-16","WSAN-17","WSAN-18","WSAN-19","WSAN-20","WSAN-21","WSAN-22","WSAN-23","WSAN-24","WSAN-25","EL-1","EL-2","EL-3","EL-4","EL-5","EL-6","EL-7","EL-8","EL-9","EL-10","EL-11","EL-12","EL-13","EL-14","EL-15","EL-16","EL-17","EL-18","EL-19","EL-20","Price per BNF\n$"]
[245,279578,"bd042f8e94444db2979736448d6c6949","Accept","yes"," دمج مع محمد الحسين",1,"عيده محمد الحسين","Displaced","Rabeeta",77,"ريم .شادي","I.R",{"$nulls":6},15,{"$nulls":11},870,{"$nulls":62},4,8,{"$nulls":45},{"$f":"SUMPRODUCT(Planned[[#This Row],[GEN-1]:[EL-20]],TRANSPOSE(Arrangements[Unit Prices]))","v":{"v":2905.4,"d":"$2,905.4"}}]
[282,282615,"6282d0c454584323af8d569bdba0e4d8","Accept","yes","دمج  مع رضوان يحيى الجاسم",1,"يونس يحيى الجاسم ","Displaced","Radwa",78,"سامر منصور و سراب ناصيف","C.A",{"$nulls":5},1.8,null,null,1.44,{"$nulls":4},180,{"$nulls":4},243,{"$nulls":32},1,{"$nulls":29},4,4,1,null,3,null,1,null,null,1,1,2,null,10,null,2,20,{"$nulls":30},{"$f":"SUMPRODUCT(Planned[[#This Row],[GEN-1]:[EL-20]],TRANSPOSE(Arrangements[Unit Prices]))","v":{"v":1475,"d":"$1,475.0"}}]
[258,186698,"e6c6e2f905e844118bdb2c82b5900860","Accept","yes","دمج مع جاسم الصفوك",1,"بدر علي الهليل","Displaced","Rabeeta",77,"ريم . شادي","I.R",{"$nulls":18},210,{"$nulls":55},0.5,{"$nulls":6},6,2,1,null,3,null,1,1,{"$nulls":4},15,{"$nulls":7},1,{"$nulls":26},{"$f":"SUMPRODUCT(Planned[[#This Row],[GEN-1]:[EL-20]],TRANSPOSE(Arrangements[Unit Prices]))","v":{"v":1072.85,"d":"$1,072.9"}}]
[383,255577,"b0396e4a188447ff9da0763a2d6fc35d","Accept","yes","دمج مع عبد القادر عبد الكافي الاصلان",1,"خالد عبد الكافي الاصلان ","Displaced","Mreimin (Darkosh)",212,"سراب","I.R",{"$nulls":6},7.7,{"$nulls":21},6,{"$nulls":45},0.44,{"$nulls":6},3,4,1,null,5,2,1,1,{"$nulls":4},20,{"$nulls":7},1,{"$nulls":26},{"$f":"SUMPRODUCT(Planned[[#This Row],[GEN-1]:[EL-20]],TRANSPOSE(Arrangements[Unit Prices]))","v":{"v":863.2,"d":"$863.2"}}]
[380,252528,"de65f0eb034a434183af308f0954c0dc","Accept","yes","دمج مع علاء عماد السعيد",1,"غصون خلف الحمادة ","Displaced","Mreimin (Darkosh)",212,"سراب","I.R",{"$nulls":6},6.2,{"$nulls":11},320,{"$nulls":32},1,{"$nulls":22},0.8,{"$nulls":6},4,6,null,null,3,1,1,1,{"$nulls":3},4,20,{"$nulls":7},1,{"$nulls":26},{"$f":"SUMPRODUCT(Planned[[#This Row],[GEN-1]:[EL-20]],TRANSPOSE(Arrangements[Unit Prices]))","v":{"v":1718.8,"d":"$1,718.8"}}]
[351,252560,"9275a103e73241e3aa8368eadc35327e","Accept","yes","دمج مع فطيم فياض العليق و محمد ابراهيم الرحمون واحمد ابراهيم الرحمون واحمد مصطفى الجعفر",4,"حمود إبراهيم الرحمون","Displaced","Mreimin (Darkosh)",212,"سراب","C.A",{"$nulls":5},8.05,{"$nulls":15},94,{"$nulls":6},21.265,{"$nulls":22},1,{"$nulls":16},4,{"$nulls":5},8.58,{"$nulls":6},6,null,1,null,2,3,1,1,{"$nulls":39},{"$f":"SUMPRODUCT(Planned[[#This Row],[GEN-1]:[EL-20]],TRANSPOSE(Arrangements[Unit Prices]))","v":{"v":1550.36,"d":"$1,550.4"}}]
[246,259628,"9c19eb34d76c4e6893bf4cc8e64c0b76","Accept","yes","دمج مع مريم حسون",1,"بلال احمد حماميش","Displaced","Rabeeta",77,"ريم","I.R",{"$nulls":12},190,{"$nulls":5},150,{"$nulls":32},1,{"$nulls":29},4,2,null,null,2,null,1,1,{"$nulls":4},20,{"$nulls":6},1,1,{"$nulls":26},{"$f":"SUMPRODUCT(Planned[[#This Row],[GEN-1]:[EL-20]],TRANSPOSE(Arrangements[Unit Prices]))","v":{"v":1052.9,"d":"$1,052.9"}}]
[334,41300,"a724dd6c3b0e4bf690f2d99449fd6de5","Accept","yes","دمج مع وداد خالد الحمود",1,"خالد عمر الحمود ","Displaced","Zahraa - Kherbet Amud",219,"سراب","I.R",{"$nulls":18},279.5,{"$nulls":9},4,{"$nulls":22},2,{"$nulls":4},1,{"$nulls":17},1.285,{"$nulls":6},3,2,1,null,3,1,null,null,1,1,1,null,10,{"$nulls":11},2,{"$nulls":22},{"$f":"SUMPRODUCT(Planned[[#This Row],[GEN-1]:[EL-20]],TRANSPOSE(Arrangements[Unit Prices]))","v":{"v":1361.6999999999998,"d":"$1,361.7"}}]
[253,281506,"954f1732d4944b88b7006b9dfd9cfc53","Accept","yes","سكن جماعي مع لؤي شحادة الحمود  \\ عدد العوائل 6 ",5,"خالد محمد السليمان","Displaced","Rabeeta",77,"ريم . شادي","C.A",{"$nulls":6},2,{"$nulls":11},450,{"$nulls":62},10,9,null,null,5,null,2,2,{"$nulls":4},25,{"$nulls":7},1,1,{"$nulls":25},{"$f":"SUMPRODUCT(Planned[[#This Row],[GEN-1]:[EL-20]],TRANSPOSE(Arrangements[Unit Prices]))","v":{"v":2319.95,"d":"$2,320.0"}}]
[436,247457,"5dee4262e5474e0eab1b4ed4eb5dd598","Accept","Yes","عبدالرحمن عبدالكريم زكرة",1,"طارق عبدالكريم زكرة","Displaced","Albalat",288,"شادي + عبدالهادي","I.R",{"$nulls":6},1.5,{"$nulls":11},400,{"$nulls":62},5,6,1,null,2,null,1,1,{"$nulls":13},1,{"$nulls":25},{"$f":"SUMPRODUCT(Planned[[#This Row],[GEN-1]:[EL-20]],TRANSPOSE(Arrangements[Unit Prices]))","v":{"v":1670.8,"d":"$1,670.8"}}]
[424,270263,"560317cf8a4a4cfb9a19bf17ab14838c","Accept","Yes","مدمج مع احمد ابراهيم الاحمد ومع نجاح احمد الاحمد",2,"ابراهيم احمد الاحمد","Displaced","Ramadiyeh (Darkosh)",213,"عبد الهادي + نور","I.R",0,5,0,0,0,7.9,0,0,0.25,0,0,0,132,0,0,0,0,0,310,0,0,0,0,0,0,0,0,0,1.25,0,0,0,0,0,null,null,0,0,0,0,0,0,0,0,0,0,0,0,0,0,0,5,4,0,0,0,0,0,0,0,0,0,0,80,0,0,0,0,0,0,0,0,0,0,0,0,0.84,0,0,0,1.6,1,0,1,0,3,0,1,1.8,1,0,0,2,0,17,0,0,38,0,0,0,0,1,0,0,0,2,0,0,0,0,6,0,0,0,0,0,0,4,0,0,1,0,2,0,0,0,15,{"$f":"SUMPRODUCT(Planned[[#This Row],[GEN-1]:[EL-20]],TRANSPOSE(Arrangements[Unit Prices]))","v":{"v":3185.64,"d":"$3,185.6"}}]
[395,93321,"1eea7e45201840c3bf8f051d52065875","Accept","Yes","مدمج مع حاجة احمد الغريب",1,"ثلجة خضر ناصيف العبيد","resident","Mansura",289,"عبدالهادي + نور","I.R",{"$nulls":5},2.5,null,null,0.3,1.2,null,null,250,{"$nulls":5},150,null,60,{"$nulls":7},2.5,44,{"$nulls":46},0.12,{"$nulls":4},2,1,1,null,4,null,1,1.5,null,1,2,1,20,null,null,5,18,null,null,1,{"$nulls":10},2,{"$nulls":3},2,{"$nulls":12},{"$f":"SUMPRODUCT(Planned[[#This Row],[GEN-1]:[EL-20]],TRANSPOSE(Arrangements[Unit Prices]))","v":{"v":1430.6,"d":"$1,430.6"}}]
[421,270979,"c8210b7526ab4046a25908de091099af","Accept","Yes","مدمج مع زور غازي الطه",1,"ريما علي السهو ","Displaced","Thahr",217,"حسام","I.R",{"$nulls":6},0.6,{"$nulls":11},256,{"$nulls":57},0.28,{"$nulls":4},4,5,{"$nulls":3},2,1,1.2,1,null,null,2,null,15,null,null,6,{"$nulls":20},1,null,null,1,null,1,1,null,null,10,{"$f":"SUMPRODUCT(Planned[[#This Row],[GEN-1]:[EL-20]],TRANSPOSE(Arrangements[Unit Prices]))","v":{"v":1540.5,"d":"$1,540.5"}}]
[397,284858,"7cdaa075112546b480564b2c6c0ef196","Accept","Yes","مدمج مع سليمه احمد زين الدين ومع  عمر محمود الزين",2,"محمود محمد الزين","Displaced","Mansura",289,"عبدالهادي + نور","I.R",15,{"$nulls":4},9.5,null,null,0.25,1.35,null,null,130,{"$nulls":5},450,{"$nulls":9},25,{"$nulls":10},4.1,{"$nulls":11},2,{"$nulls":24},0.36,{"$nulls":4},4,6,2,null,6,null,1,1.5,2,null,null,2,25,null,null,4,20,{"$nulls":3},1,null,null,10,{"$nulls":23},{"$f":"SUMPRODUCT(Planned[[#This Row],[GEN-1]:[EL-20]],TRANSPOSE(Arrangements[Unit Prices]))","v":{"v":3409.4500000000003,"d":"$3,409.5"}}]
[414,284937,"d8b63aa1a1d94f249796ff5af3850cc4","Accept","Yes","مدمج مع عبد الهادي قدور الباشا",1,"عزيزةعبد الباشا","Displaced","Mansura",289,"مهند","I.R",{"$nulls":6},8.4,{"$nulls":5},60,{"$nulls":5},165,{"$nulls":57},0.32,{"$nulls":4},3,5,1,1,null,2,null,0.5,{"$nulls":5},12,{"$nulls":6},1,{"$nulls":16},1,{"$nulls":4},1,{"$nulls":4},{"$f":"SUMPRODUCT(Planned[[#This Row],[GEN-1]:[EL-20]],TRANSPOSE(Arrangements[Unit Prices]))","v":{"v":1403.5,"d":"$1,403.5"}}]
[425,330596,"31b8e617ed824dbca5a7b071d1404548","Accept","Yes","مدمج مع علي محمد صابر القاسم ومع خالد محمد صابر القاسم ومع نصرة احمد الاحمد",3,"عبدو محمد صابر القاسم","Displaced","mazrat haj Naiyf",290,"عبد الهادي + نور","I.R",0,0,0,0,0,0,0,0,0,0,0,0,20,0,0,0,0,15,235.15,0,0,0,0,0,0,0,0,0,3.4,0,28,0,0,1,null,null,0,0,0,6,0,0,0,0,0,0,0,0,0,0,0,0,0,0,0,0,0,0,0,0,0,0,0,75,0,0,0,0,0,0,0,0,0,0,3.4,0,0.24,0,0,1,3.2,0,0,1,0,1,2,1,1.8,1,0,0,2,0,18,0,2,0,0,0,0,0,1,0,0,0,0,1,0,0,0,12,0,0,0,0,0,0,2,0,0,1,0,1,0,0,0,10,{"$f":"SUMPRODUCT(Planned[[#This Row],[GEN-1]:[EL-20]],TRANSPOSE(Arrangements[Unit Prices]))","v":{"v":2303.745,"d":"$2,303.7"}}]
[419,227289,"7080dbdc4e7240d7a07f6b47cc74298a","Accept","Yes","مدمج مع فاطمة علي الرعي",1,"ناعسة خليف الخليف","Displaced","Thahr",217,"حسام","I.R",{"$nulls":6},2.34,null,null,0.28,null,null,125,{"$nulls":5},232,{"$nulls":62},4,2,{"$nulls":3},2,1,1.2,{"$nulls":3},2,null,10,null,null,8,{"$nulls":20},1,null,null,1,null,1,1,null,null,10,{"$f":"SUMPRODUCT(Planned[[#This Row],[GEN-1]:[EL-20]],TRANSPOSE(Arrangements[Unit Prices]))","v":{"v":1476.15,"d":"$1,476.2"}}]
[1,95609,"7b4315789fa448aca4abae7e074fdde5","Accept","YES",null,null,"عبد عبد الله الخلف","Displaced","Almzwaq",322,"هشام + إبراهيم","I.R",{"$nulls":18},94,{"$nulls":32},1,{"$nulls":18},14,{"$nulls":12},1,null,3,null,1,{"$nulls":6},12,null,null,4,null,null,1,1,{"$nulls":26},{"$f":"SUMPRODUCT(Planned[[#This Row],[GEN-1]:[EL-20]],TRANSPOSE(Arrangements[Unit Prices]))","v":{"v":655.4,"d":"$655.4"}}]
[2,334288,"3c9f0caccae245f98030ee3838cf3d92","Accept","YES",null,null,"نجيبه برهان البكور","Displaced","Almzwaq",322,"هشام + إبراهيم","I.R",{"$nulls":5},1,{"$nulls":12},49,{"$nulls":42},16,{"$nulls":19},4,6,{"$nulls":45},{"$f":"SUMPRODUCT(Planned[[#This Row],[GEN-1]:[EL-20]],TRANSPOSE(Arrangements[Unit Prices]))","v":{"v":557.5,"d":"$557.5"}}]
[3,253624,"9567b1ad664b478caede2d9fe2e7b3a1","Accept","YES",null,null,"رافي محمود الدرويش","Displaced","Almzwaq",322,"هشام + إبراهيم","I.R",{"$nulls":13},60,{"$nulls":4},116,{"$nulls":32},1,{"$nulls":18},75,{"$nulls":10},4,1,1,null,3,null,1,1.2,{"$nulls":5},10,null,null,5,{"$nulls":3},1,{"$nulls":26},{"$f":"SUMPRODUCT(Planned[[#This Row],[GEN-1]:[EL-20]],TRANSPOSE(Arrangements[Unit Prices]))","v":{"v":1203.05,"d":"$1,203.1"}}]
[4,334606,"0873c7c8e4484f4ba9f8299152606cda","Accept","YES",null,null,"داليا محمد النعسان","Displaced","Almzwaq",322,"هشام + إبراهيم","I.R",{"$nulls":13},30,{"$nulls":4},215,{"$nulls":62},4,1,{"$nulls":3},1,null,0.6,{"$nulls":5},10,{"$nulls":6},1,{"$nulls":26},{"$f":"SUMPRODUCT(Planned[[#This Row],[GEN-1]:[EL-20]],TRANSPOSE(Arrangements[Unit Prices]))","v":{"v":852.8999999999999,"d":"$852.9"}}]
[5,304366,"874ab97e3cd8423babb46b79478f99f6","Accept","YES",null,null,"مصطفى محمد الصغير","Displaced","Almzwaq",322,"هشام + إبراهيم","I.R",{"$nulls":18},138,{"$nulls":57},0.16,{"$nulls":4},1,2,null,null,2,2,{"$nulls":32},1,{"$nulls":8},{"$f":"SUMPRODUCT(Planned[[#This Row],[GEN-1]:[EL-20]],TRANSPOSE(Arrangements[Unit Prices]))","v":{"v":542.4,"d":"$542.4"}}]
[6,95690,"0d9e54e9c7254676a33572067cd227bd","Accept","YES",null,null,"عمار عبد القادر حسن","resident","Almzwaq",322,"هشام + إبراهيم","I.R",{"$nulls":5},2,{"$nulls":55},40,15,{"$nulls":18},5,7,1,null,1,{"$nulls":42},{"$f":"SUMPRODUCT(Planned[[#This Row],[GEN-1]:[EL-20]],TRANSPOSE(Arrangements[Unit Prices]))","v":{"v":650.0999999999999,"d":"$650.1"}}]
[7,207644,"7e23b724376e4671bb0208c5ea993d05","Accept","YES",null,null,"عبد القادر عارف الضبعان","Displaced","Almzwaq",322,"هشام + إبراهيم","I.R",{"$nulls":61},25,5,{"$nulls":18},5,7,1,null,1,{"$nulls":8},3,{"$nulls":6},1,{"$nulls":26},{"$f":"SUMPRODUCT(Planned[[#This Row],[GEN-1]:[EL-20]],TRANSPOSE(Arrangements[Unit Prices]))","v":{"v":635.5999999999999,"d":"$635.6"}}]
[8,234623,"d1a7ed8fdb824b959ef5276211fb0e1d","Accept","YES",null,null,"بشار احمد الزيتون","Displaced","Almzwaq",322,"هشام + إبراهيم","I.R",{"$nulls":18},152,{"$nulls":51},50,{"$nulls":5},0.5,{"$nulls":4},3,3,1,null,4,null,1,1.2,{"$nulls":39},{"$f":"SUMPRODUCT(Planned[[#This Row],[GEN-1]:[EL-20]],TRANSPOSE(Arrangements[Unit Prices]))","v":{"v":967.9999999999999,"d":"$968.0"}}]
[9,275012,"0ea36c6f52004f69b1a7966fdccf8ce7","Accept","YES",null,null,"بلال عبد العزيز السماعيل","Displaced","Almzwaq",322,"هشام + إبراهيم","I.R",{"$nulls":5},2,{"$nulls":12},66,{"$nulls":62},1,2,{"$nulls":35},1,null,null,1,null,1,{"$nulls":3},10,{"$f":"SUMPRODUCT(Planned[[#This Row],[GEN-1]:[EL-20]],TRANSPOSE(Arrangements[Unit Prices]))","v":{"v":567.4,"d":"$567.4"}}]
[10,282361,"a6d80477f47d46e0ab02ff0e70ec62b5","Accept","YES",null,null,"محمود وجيه اسماعيل","Displaced","Almzwaq",322,"هشام + إبراهيم","I.R",{"$nulls":18},34,{"$nulls":32},1,{"$nulls":9},40,{"$nulls":21},1,null,1,{"$nulls":8},10,{"$nulls":6},1,{"$nulls":26},{"$f":"SUMPRODUCT(Planned[[#This Row],[GEN-1]:[EL-20]],TRANSPOSE(Arrangements[Unit Prices]))","v":{"v":403.2,"d":"$403.2"}}]
[11,339624,"3d4b889e91364524beaaacb3f929f960","Accept","YES",null,null,"محمود محمد الدرويش","Displaced","Almzwaq",322,"هشام + إبراهيم","I.R",{"$nulls":5},1.72,{"$nulls":12},340,{"$nulls":57},0.48,{"$nulls":4},1,3,1,null,5,1,1,1.2,{"$nulls":5},10,null,null,15,{"$nulls":3},1,{"$nulls":26},{"$f":"SUMPRODUCT(Planned[[#This Row],[GEN-1]:[EL-20]],TRANSPOSE(Arrangements[Unit Prices]))","v":{"v":1329.6499999999999,"d":"$1,329.7"}}]
[12,95194,"beabc14308f04283bfe58aebd4c6b89b","Accept","YES",null,null,"فاطمة عبد الله الخلف","resident","Almzwaq",322,"هشام + إبراهيم","I.R",{"$nulls":18},50,{"$nulls":32},1,{"$nulls":29},1,null,1,null,2,{"$nulls":8},10,{"$nulls":6},1,{"$nulls":26},{"$f":"SUMPRODUCT(Planned[[#This Row],[GEN-1]:[EL-20]],TRANSPOSE(Arrangements[Unit Prices]))","v":{"v":425,"d":"$425.0"}}]
[13,207618,"549dd2515c1d491d8bfd6c8910cf2127","Accept","YES",null,null,"احمد اسماعيل الداني","Displaced","Almzwaq",322,"هشام + إبراهيم","I.R",{"$nulls":18},252,{"$nulls":41},4,{"$nulls":20},4,4,1,null,1,{"$nulls":42},{"$f":"SUMPRODUCT(Planned[[#This Row],[GEN-1]:[EL-20]],TRANSPOSE(Arrangements[Unit Prices]))","v":{"v":952.8,"d":"$952.8"}}]
[14,276062,"f400ca660e134b1daeb160e6c122acb9","Accept","YES",null,null,"مصطفى محمد العلوش","Displaced","Almzwaq",322,"هشام + إبراهيم","I.R",{"$nulls":5},0.6,{"$nulls":12},49,{"$nulls":62},5,6,null,null,2,2,1,1.2,null,1,{"$nulls":37},{"$f":"SUMPRODUCT(Planned[[#This Row],[GEN-1]:[EL-20]],TRANSPOSE(Arrangements[Unit Prices]))","v":{"v":760.5,"d":"$760.5"}}]
[15,286778,"9e938d344dc64296ab603fc244423333","Accept","Yes",null,null,"حسن مصطفى برام","resident","Barisha",70,"حسام عبدالله","I.R",0,0,0,0,0,0,0,0,0,0,0,0,0,0,0,0,0,0,137,0,0,0,0,0,0,0,0,0,0,0,0,0,0,0,0,0,0,0,0,0,0,0,0,0,0,0,0,0,0,0,0,0,0,0,0,0,0,0,0,0,0,0,0,0,0,0,0,0,0,0,0,0,0,0,5.7,0.35,0.16,0,0,0,0,3,2,1,0,0,0,0,0,0,0,0,0,0,0,0,0,0,0,0,0,1,0,0,0,0,0,0,0,0,0,0,0,0,0,0,0,0,0,0,0,0,0,0,0,0,0,0,{"$f":"SUMPRODUCT(Planned[[#This Row],[GEN-1]:[EL-20]],TRANSPOSE(Arrangements[Unit Prices]))","v":{"v":937.3499999999999,"d":"$937.4"}}]
[16,281656,"0a54b602b57943f88d1673746344e331","Accept","Yes",null,null,"شعبان صالح الاسماعيل","Displaced","Barisha",70,"أحمد غندور","I.R",0,0,0,0,0,0,3.7,0,0,0,0,0,30,0,40,0,0,0,157,0,0,0,0,0,0,0,0,0,8,0,0,0,0,0,0,0,0,0,0,0,0,0,0,0,0,0,0,0,0,0,0,1,0,0,0,0,0,0,0,0,0,0,0,0,0,10,0,0,0,0,0,0,0,0,0,2.25,0.4,0,0,0,0,3,1,1,0,2,1,1,1,1,0,1,4,0,12,0,0,8,0,0,0,0,0,0,0,0,1,0,0,0,0,0,0,0,0,0,0,0,0,0,0,0,0,0,0,0,0,0,{"$f":"SUMPRODUCT(Planned[[#This Row],[GEN-1]:[EL-20]],TRANSPOSE(Arrangements[Unit Prices]))","v":{"v":1313.45,"d":"$1,313.5"}}]
[17,21069,"5ff2316fae1c4a0abd0b09ce64265a1d","Accept","Yes",null,null,"مجيدة جمعه محمد","resident","Barisha",70,"هشام الخالد","I.R",0,0,0,0,0,0,0,0,0,0.6,0,0,140,40,45,0,0,0,105,0,0,0,0,0,0,0,0,0,16,0,0,0,0,0,0,0,0,0,0,0,0,0,0,0,0,0,0,0,0,0,0,0,0,0,0,1,0,0,0,0,0,0,0,0,0,0,1,0,0,0,0,0,0,0,0,0,0.16,0,0,0,0,3,2,1,0,4,0,1,0.75,0,0,0,0,20,0,0,10,12,0,0,0,1,0,0,0,0,0,0,0,0,0,0,0,0,0,0,0,0,0,0,0,0,0,0,0,0,0,0,{"$f":"SUMPRODUCT(Planned[[#This Row],[GEN-1]:[EL-20]],TRANSPOSE(Arrangements[Unit Prices]))","v":{"v":1030.9499999999998,"d":"$1,031.0"}}]
[18,21676,"edd8a5bee83147a4aa0c4a66ab5e32a8","Accept","Yes",null,null,"محمد أحمد منصور","Displaced","Barisha",70,"هشام الخالد","I.R",0,0,0,0,0,0,0,0,0,0.3,0,0,0,0,0,0,0,0,38,0,0,0,0,0,0,0,0,0,11,0,0,0,0,0,0,0,0,0,0,0,0,0,0,0,0,0,0,0,0,0,0,0,0,0,0,2,0,2,0,0,0,0,0,0,0,0,2,0,0,0,0,0,0,0,0,0,0.4,0,0,0,0,4,3,1,0,2,1,1,0.75,0,0,0,0,5,0,0,0,0,0,0,1,0,0,0,0,0,0,0,0,0,0,0,0,0,0,0,0,0,0,0,0,0,0,0,0,0,0,0,{"$f":"SUMPRODUCT(Planned[[#This Row],[GEN-1]:[EL-20]],TRANSPOSE(Arrangements[Unit Prices]))","v":{"v":764.55,"d":"$764.6"}}]
[19,230178,"8f7ad9539fd840469fa3f42f85efcc13","Accept","Yes",null,null,"محمدحسين خطاب","Displaced","Barisha",70,"نور الخليف","I.R",0,0,0,0,0,0,0,0,0,0,0,0,0,0,0,0,0,0,189.1,0,0,0,0,0,0,0,0,0,0,0,0,0,0,0,0,0,0,0,0,0,0,0,0,0,0,0,0,0,0,0,0,1,0,0,0,0,0,0,0,0,0,0,0,25,0,0,0,0,0,0,0,0,0,0,0,0,0.16,0,0,0,0,5,6,1,0,1,2,1,0,0,0,0,0,0,24,0,0,12,0,0,0,0,0,0,0,0,0,0,0,0,0,0,0,0,0,0,0,0,0,1,0,0,0,0,0,0,0,0,{"$f":"SUMPRODUCT(Planned[[#This Row],[GEN-1]:[EL-20]],TRANSPOSE(Arrangements[Unit Prices]))","v":{"v":1254.6299999999999,"d":"$1,254.6"}}]
[20,7185,"018479b7afc0413d843dfdcbebc283b7","Accept","Yes",null,null,"حسن صالح لمط","Displaced","Barisha",70,"نور الخليف","I.R",0,0,0,0,0,0,0,0,0,0,0,0,15,0,0,0,0,0,192.4,0,0,0,0,0,0,0,0,0,0,0,0,0,0,0,0,0,0,0,0,0,0,0,0,0,0,0,0,0,0,0,0,0,0,0,0,0,1,0,0,0.8,0,0,0,0,1,0,1,0,0,0,0,0,0,0,0,0,0.32,0,0,0,0,4,0,1,0,2,2,1,1.2,1,0,0,0,0,0,0,0,0,0,0,0,0,0,0,0,0,0,0,0,0,0,0,0,0,0,0,0,0,0,0,0,0,0,0,0,0,0,0,{"$f":"SUMPRODUCT(Planned[[#This Row],[GEN-1]:[EL-20]],TRANSPOSE(Arrangements[Unit Prices]))","v":{"v":846.0699999999999,"d":"$846.1"}}]
[21,101541,"ac31fd3b39a94a0bb04ab8a7bc906a49","Accept","Yes",null,null,"عطيه سليمان طحينة ","resident","Barisha",70,"نور الخليف","I.R",0,0,0,0,0,0,0,0,0,0,0,0,0,0,0,0,0,0,0,0,0,0,0,0,0,0,24,0,0,0,0,0,0,0,0,0,0,0,0,0,0,0,0,0,0,0,0,0,0,0,0,0,0,0,0,0,0,0,0,0,0,0,0,0,0,0,0,0,0,0,0,0,0,0,0,0,0,0,0,0,1.75,2,1,0,0,0,1,1,1.2,0,0,0,0,0,0,0,0,0,0,0,0,0,0,0,0,0,0,0,0,0,0,0,0,0,0,0,0,0,0,0,0,0,0,0,0,0,0,0,{"$f":"SUMPRODUCT(Planned[[#This Row],[GEN-1]:[EL-20]],TRANSPOSE(Arrangements[Unit Prices]))","v":{"v":414.55,"d":"$414.6"}}]
[22,23492,"815dda2d67fb4487b6511d3c33508429","Accept","Yes",null,null,"محمد عامر نجار","resident","Barisha",70,"نور الخليف","I.R",0,0,0,0,0,0,0,0,0,0,1,0,0,0,0,0,0,0,77.6,0,0,0,0,0,0,0,0,0,0,0,0,0,0,0,0,0,0,0,0,0,0,0,0,0,0,0,0,0,0,0,0,0,0,0,0,0,0,0,0,0,0,10,0,0,0,0,0,0,0,0,0,0,0,0,0,0,0.16,0,0,0,0,0,2,1,0,2,2,1,1.2,0,0,0,0,0,12,0,0,0,0,0,0,0,0,0,0,0,0,0,0,0,0,0,0,0,0,0,0,0,0,0,0,0,0,0,0,0,0,0,{"$f":"SUMPRODUCT(Planned[[#This Row],[GEN-1]:[EL-20]],TRANSPOSE(Arrangements[Unit Prices]))","v":{"v":598.4799999999999,"d":"$598.5"}}]
[23,281058,"b6a50ae846c444b89313bce274286ef7","Accept","Yes",null,null,"إبراهيم محمد شواش","resident","Barisha",70,"نور الخليف","I.R",0,0,0,0,0,0,0,0,0,0,0,0,0,0,0,0,0,0,0,0,0,0,0,0,0,0,0,0,3,0,0,0,0,0,0,0,0,0,0,0,0,0,0,0,0,0,0,0,0,0,0,0,0,0,0,0,1,0,0,0,0,0,0,0,0,0,0,0,0,0,0,0,0,0,0,0,0,0,0,0,0,3,3,0,0,0,0,0,0,0,0,0,0,0,0,0,0,0,0,0,0,0,0,0,0,0,0,0,0,0,0,0,0,0,0,0,0,0,0,2,0,0,0,2,0,0,0,10,{"$f":"SUMPRODUCT(Planned[[#This Row],[GEN-1]:[EL-20]],TRANSPOSE(Arrangements[Unit Prices]))","v":{"v":707.4,"d":"$707.4"}}]
[24,244586,"553a3c3ccc2243919b70f9f2d49a68bf","Accept","Yes",null,null,"احمد محمد سرحاوي","Displaced","Barisha",70,"نور الخليف","I.R",0,0,0,0,0,0,0,0,0,0,0,0,0,0,0,0,0,0,127.6,0,0,0,0,0,0,0,0,0,4.8,0,16.6,0,0,0,0,0,0,0,0,0,0,0,0,0,0,0,0,0,0,0,0,1,0,0,0,0,0,0,0,0,0,0,0,0,0,0,0,0,0,0,0,0,0,0,0,0,0.32,0,0,0,0,5,5,1,0,0,2,1,0,0,0,0,0,0,0,0,10,0,0,0,0,0,0,0,0,0,0,0,0,0,0,0,0,0,0,0,0,0,1,0,0,0,0,1,0,0,0,0,{"$f":"SUMPRODUCT(Planned[[#This Row],[GEN-1]:[EL-20]],TRANSPOSE(Arrangements[Unit Prices]))","v":{"v":1302.48,"d":"$1,302.5"}}]
[25,11904,"9df924b47c42423ea8a059be98b854a1","Accept","Yes",null,null,"شعبان عبدالرؤوف قاسم","resident","Barisha",70,"نور الخليف","I.R",0,0,0,0,0,0,0,0,0,0,0,0,0,0,0,0,0,0,57.16,0,0,0,0,0,0,32.04,0,0,0,0,0,0,0,0,0,0,0,0,0,0,0,0,0,0,0,0,0,0,0,0,0,0,0,0,0,0,0,0,0,0,0,0,0,0,100,0,0,0,0,0,0,0,0,0,0,0,0,0,0,0,0,4,3,1,0,2,0,0,0,0,0,1,1,0,30,0,0,0,0,0,0,0,0,0,0,0,0,0,0,0,0,0,0,0,0,0,0,0,0,0,0,0,0,0,0,0,0,0,{"$f":"SUMPRODUCT(Planned[[#This Row],[GEN-1]:[EL-20]],TRANSPOSE(Arrangements[Unit Prices]))","v":{"v":780.068,"d":"$780.1"}}]
[26,250697,"4782cf5c977e4d91bd096096c563b7f2","Accept","Yes",null,null,"انيس سهيل الحمود","Displaced","Barisha",70,"نور الخليف","I.R",0,0,0,0,0,0,0,0,0,0,0,0,0,50,0,0,0,0,188.97,0,0,0,0,0,0,0,0,0,0,0,0,0,0,0,0,0,0,0,0,0,0,0,0,0,0,0,0,0,0,0,0,0,0,0,0,0,0,0,0,0,0,0,0,0,0,0,0,0,0,0,0,0,0,0,0,0,0.16,0,0,0,0,3,4,1,0,1,1,1,1,0,0,0,0,0,3,0,0,4,0,0,0,1,0,0,0,0,0,0,0,0,0,0,0,0,0,0,0,0,1,0,0,0,0,1,0,0,0,0,{"$f":"SUMPRODUCT(Planned[[#This Row],[GEN-1]:[EL-20]],TRANSPOSE(Arrangements[Unit Prices]))","v":{"v":1174.231,"d":"$1,174.2"}}]
[27,250651,"c8e101008a5b46d58dc017448b4d6e2b","Accept","Yes",null,null,"خضر حسين السالم ","Displaced","Barisha",70,"نور الخليف","I.R",0,0,0,0,0,2.8,0,0,0,0,0,0,0,0,0,0,0,0,31.5,0,0,0,0,0,0,0,28.8,0,0,0,7.75,0,0,0,0,0,0,0,0,0,0,0,0,0,0,0,0,0,0,0,0,0,0,0,0,0,2,0,0,0.432,0,0,0,0,0,0,2,0,0,0,0,0,0,0,0.84,0,0,0,0,0,0,1,1,0,0,0,0,0,0,0,0,0,0,0,0,0,0,0,0,0,0,0,0,0,0,0,0,0,0,0,0,0,0,0,0,0,0,0,0,0,0,0,0,0,0,0,0,0,{"$f":"SUMPRODUCT(Planned[[#This Row],[GEN-1]:[EL-20]],TRANSPOSE(Arrangements[Unit Prices]))","v":{"v":524.178,"d":"$524.2"}}]
[28,11936,"f32f5a584dd4465bb490459f9d79833d","Accept","Yes",null,null,"صبحية محمد نجار","resident","Barisha",70,"نور الخليف","I.R",0,0,0,0,0,0,0,0,0.19,0,0,0,0,0,0,0,0,0,160.48,0,0,0,0,0,0,0,0,0,0,0,0,0,0,0,0,0,0,0,0,0,0,0,0,0,0,0,0,0,0,0,0,1,0,0,0,0,0,0,0,0,0,0,0,0,0,0,0,0,0,0,0,0,0,0,0,0,0.16,0,0,0,0,2,1,0,0,0,1,0,0,0,0,0,0,0,2.5,0,0,0,0,0,0,0,0,0,0,0,0,0,0,0,0,0,0,0,0,0,0,0,0,0,0,0,0,0,0,0,0,0,{"$f":"SUMPRODUCT(Planned[[#This Row],[GEN-1]:[EL-20]],TRANSPOSE(Arrangements[Unit Prices]))","v":{"v":651.9039999999999,"d":"$651.9"}}]
[29,285475,"45ffc710b1994babbfdd5c28412df961","Accept","Yes",null,null,"احمد جمعة البنية","Displaced","Barisha",70,"نور + عبدالهادي","I.R",{"$nulls":5},4.6,{"$nulls":12},178.7,{"$nulls":9},5.9,{"$nulls":30},1.6,{"$nulls":14},5.9,0,0.1,{"$nulls":3},5.8,{"$nulls":47},{"$f":"SUMPRODUCT(Planned[[#This Row],[GEN-1]:[EL-20]],TRANSPOSE(Arrangements[Unit Prices]))","v":{"v":1208.6100000000001,"d":"$1,208.6"}}]
[30,3235,"60c702f1a9f2478fa4eb33ada9bfa5a3","Accept","Yes",null,null,"احمد محمد عمارة","Displaced","Barisha",70,"نور + عبدالهادي","I.R",{"$nulls":13},24,{"$nulls":4},242,{"$nulls":37},3,null,2,1,{"$nulls":6},3,{"$nulls":7},5.1,null,0.6,{"$nulls":3},1.9,1,{"$nulls":3},2,{"$nulls":8},3,{"$nulls":6},1,{"$nulls":26},{"$f":"SUMPRODUCT(Planned[[#This Row],[GEN-1]:[EL-20]],TRANSPOSE(Arrangements[Unit Prices]))","v":{"v":1171.1799999999998,"d":"$1,171.2"}}]
[31,280804,"1c291a02fcb94b5eb43723b0ea715f8b","Accept","Yes",null,null,"اسماء محمد علي","Displaced","Barisha",70,"نور + عبدالهادي","I.R",{"$nulls":5},7.3,{"$nulls":12},139,{"$nulls":32},1,{"$nulls":24},0.5,{"$nulls":4},5,8,1,null,4,null,1,1.2,{"$nulls":5},10,{"$nulls":6},1,{"$nulls":17},1,null,1,null,1,{"$nulls":4},{"$f":"SUMPRODUCT(Planned[[#This Row],[GEN-1]:[EL-20]],TRANSPOSE(Arrangements[Unit Prices]))","v":{"v":1738.1,"d":"$1,738.1"}}]
[32,18975,"a135ca1be1464a6da81c21305bdff094","Accept","Yes",null,null,"حسين عيسى لمط","Displaced","Barisha",70,"نور + عبدالهادي","I.R",{"$nulls":8},1.8,{"$nulls":19},5.5,{"$nulls":22},1,{"$nulls":11},80,{"$nulls":12},0.56,{"$nulls":4},4,5,null,null,3,null,1,1.2,{"$nulls":5},18,null,2,2,{"$nulls":30},{"$f":"SUMPRODUCT(Planned[[#This Row],[GEN-1]:[EL-20]],TRANSPOSE(Arrangements[Unit Prices]))","v":{"v":964.1,"d":"$964.1"}}]
[33,281463,"4814f92e02e446a58f9d5a3a97f9c8e3","Accept","Yes",null,null,"حمزة مراد ابرم","Displaced","Barisha",70,"نور + عبدالهادي","I.R",{"$nulls":76},0.24,{"$nulls":4},4,4,1,null,1,1,1,0.6,{"$nulls":5},2,{"$nulls":6}," ",{"$nulls":26},{"$f":"SUMPRODUCT(Planned[[#This Row],[GEN-1]:[EL-20]],TRANSPOSE(Arrangements[Unit Prices]))","v":{"v":447.79999999999995,"d":"$447.8"}}]
[34,280112,"bb0486293bb5489f86ae78cdb2063a7a","Accept","Yes",null,null,"طراد حسين العبدالله","resident","Barisha",70,"نور + عبدالهادي","I.R",{"$nulls":30},31,{"$nulls":32},45,{"$nulls":12},0.55,{"$nulls":3},4.5,null,null,1,null,1,1,1,1.2,{"$nulls":39},{"$f":"SUMPRODUCT(Planned[[#This Row],[GEN-1]:[EL-20]],TRANSPOSE(Arrangements[Unit Prices]))","v":{"v":693,"d":"$693.0"}}]
[35,285496,"9620941eddc8481cb1c1b1787527128d","Accept","Yes",null,null,"عبدالرحمن علي الديري","Displaced","Barisha",70,"نور + عبدالهادي","I.R",{"$nulls":5},2.95,{"$nulls":12},72.6,{"$nulls":9},8,{"$nulls":22},1,{"$nulls":4},1,null,null,0.8,{"$nulls":6},1,{"$nulls":9},0.28,{"$nulls":4},3,3,1,null,3,null,1,1.8,{"$nulls":5},18,null,9,{"$nulls":4},1,{"$nulls":26},{"$f":"SUMPRODUCT(Planned[[#This Row],[GEN-1]:[EL-20]],TRANSPOSE(Arrangements[Unit Prices]))","v":{"v":1039.6799999999998,"d":"$1,039.7"}}]
[36,284635,"4443a8e612c3465cb57c011a9008377f","Accept","Yes",null,null,"علي جمعة البنية","Displaced","Barisha",70,"نور + عبدالهادي","I.R",{"$nulls":5},3.65,{"$nulls":7},30,{"$nulls":4},229.21,{"$nulls":9},2.9,{"$nulls":45},7.6,null,0.1,{"$nulls":3},3.4,null,null,1,null,1,null,1,1.8,{"$nulls":5},2.5,{"$nulls":33},{"$f":"SUMPRODUCT(Planned[[#This Row],[GEN-1]:[EL-20]],TRANSPOSE(Arrangements[Unit Prices]))","v":{"v":1410.4830000000002,"d":"$1,410.5"}}]
[37,277783,"24ad6b1e380e4a728fbe61ab75efe98b","Accept","Yes",null,null,"احمد عبد اللطيف التويني","Displaced","Barisha",70,"ريم -شادي","I.R",{"$nulls":6},7.75,{"$nulls":11},255,{"$nulls":51},3,{"$nulls":10},3,4,{"$nulls":18},1,{"$nulls":26},{"$f":"SUMPRODUCT(Planned[[#This Row],[GEN-1]:[EL-20]],TRANSPOSE(Arrangements[Unit Prices]))","v":{"v":1199.1,"d":"$1,199.1"}}]
[38,282533,"b869c00727574a31be4af71ee049b69f","Accept","Yes",null,null,"صطوف احمد محمد علي","Displaced","Barisha",70,"حسام العبدالله _براء نبعه","I.R",{"$nulls":18},270,{"$nulls":55},0.4,{"$nulls":6},3,6,{"$nulls":3},2,{"$nulls":14},1,{"$nulls":26},{"$f":"SUMPRODUCT(Planned[[#This Row],[GEN-1]:[EL-20]],TRANSPOSE(Arrangements[Unit Prices]))","v":{"v":1111.8,"d":"$1,111.8"}}]
[39,27983,"128a67f8435049c7aa024fa8e6ffdabf","Accept","Yes",null,null,"دعاء صبحي حبوبو","resident","Barisha",70,"هشام_عبد الرزاق","I.R",{"$nulls":18},235,{"$nulls":9},14,{"$nulls":28},1,{"$nulls":18},0.35,{"$nulls":4},5,5,1,null,3,null,1,1,{"$nulls":12},1,{"$nulls":26},{"$f":"SUMPRODUCT(Planned[[#This Row],[GEN-1]:[EL-20]],TRANSPOSE(Arrangements[Unit Prices]))","v":{"v":1315.5,"d":"$1,315.5"}}]
[40,29428,"edd466678ea64e118ef6545f3419e737","Accept","Yes",null,null,"نصر الدين طه لمط","resident","Barisha",70,"حسام عبدالله _براء مبعه","I.R",{"$nulls":18},190,{"$nulls":62},3,4,{"$nulls":3},1,{"$nulls":41},{"$f":"SUMPRODUCT(Planned[[#This Row],[GEN-1]:[EL-20]],TRANSPOSE(Arrangements[Unit Prices]))","v":{"v":719.2,"d":"$719.2"}}]
[41,287056,"ccd2772be0d047d38d8ad49a5e1b4b7c","Accept","Yes",null,null,"زياد محمد عبيد","Displaced","Barisha",70,"حسام العبدالله_براء نبعه","I.R",{"$nulls":6},7,{"$nulls":11},210,{"$nulls":55},0.5,{"$nulls":6},3,5,{"$nulls":3},1,1,1,{"$nulls":4},1,{"$nulls":7},1,{"$nulls":26},{"$f":"SUMPRODUCT(Planned[[#This Row],[GEN-1]:[EL-20]],TRANSPOSE(Arrangements[Unit Prices]))","v":{"v":1237.75,"d":"$1,237.8"}}]
[42,1866,"03e9411ea7ec475993b058d4978cf9d7","Accept","Yes",null,null,"احمد سعيد دالي","returnee","Barisha",70,"علي حسين .مهند حديد","I.R",{"$nulls":6},5.2,{"$nulls":11},208,{"$nulls":9},5,{"$nulls":19},2,null,null,1,{"$nulls":24},0.16,{"$nulls":4},2,1,null,2,null,2,null,0.5,{"$nulls":30},1,{"$nulls":3},1,1,null,null,15,{"$f":"SUMPRODUCT(Planned[[#This Row],[GEN-1]:[EL-20]],TRANSPOSE(Arrangements[Unit Prices]))","v":{"v":1496.6,"d":"$1,496.6"}}]
[43,1729,"ff8684409d3c421cb811d9eeb4edda0b","Accept","Yes",null,null,"احمد خالد مريش","resident","Barisha",70,"شادي .ريم","I.R",{"$nulls":18},65,{"$nulls":32},1,{"$nulls":29},4,4,null,null,1,null,1,{"$nulls":5},1,{"$nulls":7},1,{"$nulls":17},1,{"$nulls":3},1,{"$nulls":4},{"$f":"SUMPRODUCT(Planned[[#This Row],[GEN-1]:[EL-20]],TRANSPOSE(Arrangements[Unit Prices]))","v":{"v":957.45,"d":"$957.5"}}]
[44,146983,"98d82bdf35ad4a4098a37475e467ebb5","Accept","Yes",null,null,"طارق محمد علي الخضر البحصون","Displaced","Barisha",70,"ريم -شادي","I.R",{"$nulls":6},5.5,{"$nulls":5},180,{"$nulls":5},165,{"$nulls":32},1,{"$nulls":29},3,1,{"$nulls":18},1,{"$nulls":26},{"$f":"SUMPRODUCT(Planned[[#This Row],[GEN-1]:[EL-20]],TRANSPOSE(Arrangements[Unit Prices]))","v":{"v":1010.8999999999999,"d":"$1,010.9"}}]
[45,295386,"c1840df5648a46f197d4a29ba5cf2b01","Accept","Yes",null,null,"محمد سيف الدين السعيد","Displaced","Barisha",70,"نور_هشام","I.R",{"$nulls":18},190,{"$nulls":37},1,{"$nulls":19},0.25,{"$nulls":4},5,2,{"$nulls":3},2,1,1.2,{"$nulls":3},2,18,null,null,7,15,{"$nulls":3},1,{"$nulls":17},1,null,1,null,1,{"$nulls":4},{"$f":"SUMPRODUCT(Planned[[#This Row],[GEN-1]:[EL-20]],TRANSPOSE(Arrangements[Unit Prices]))","v":{"v":1248.0500000000002,"d":"$1,248.1"}}]
[46,284877,"24b56fd53a2b4b7886d755da245d42a4","Accept","yes",null,null,"وليد عبدو عبادو","Displaced","Barisha",70,"شادي-ريم","I.R",{"$nulls":81},5,7,{"$nulls":4},1,1,{"$nulls":39},{"$f":"SUMPRODUCT(Planned[[#This Row],[GEN-1]:[EL-20]],TRANSPOSE(Arrangements[Unit Prices]))","v":{"v":557.5999999999999,"d":"$557.6"}}]
[47,11066,"e8ce9fbb675c4811ab38bb72ded2fa45","Accept","Yes",null,null,"سامر ناقد بوزغه","resident","Barisha",70,"ريم طالب_شادي","I.R",{"$nulls":81},6,8,{"$nulls":18},1,{"$nulls":26},{"$f":"SUMPRODUCT(Planned[[#This Row],[GEN-1]:[EL-20]],TRANSPOSE(Arrangements[Unit Prices]))","v":{"v":634.4,"d":"$634.4"}}]
[48,217881,"80fe1884c0084e7f85b3e5be66af5d5e","Accept","Yes",null,null,"انيس صطوف الموسى","Displaced","Barisha",70,"ريم -شادي","I.R",{"$nulls":18},275,{"$nulls":32},1,{"$nulls":29},5,7,{"$nulls":45},{"$f":"SUMPRODUCT(Planned[[#This Row],[GEN-1]:[EL-20]],TRANSPOSE(Arrangements[Unit Prices]))","v":{"v":1215.1,"d":"$1,215.1"}}]
[49,140409,"cb141d8f915841e0853c9ef2eeb1f0a6","Accept","Yes",null,null,"شحاد حمدو الشحاد","Displaced","Barisha",70,"ريم -شادي","I.R",{"$nulls":18},245,{"$nulls":62},4,7,{"$nulls":45},{"$f":"SUMPRODUCT(Planned[[#This Row],[GEN-1]:[EL-20]],TRANSPOSE(Arrangements[Unit Prices]))","v":{"v":981.0999999999999,"d":"$981.1"}}]
[50,274766,"35811d5ec8b2406eb8c6b640cad44681","Accept","Yes",null,null,"علي عمر الجدوع","Displaced","Barisha",70,"هشام .عبد الرزاق","I.R",{"$nulls":5},3,{"$nulls":6},55,{"$nulls":5},130,{"$nulls":9},11.5,{"$nulls":26},1,{"$nulls":7},22,{"$nulls":12},0.4,{"$nulls":4},3,3,1,null,4,null,1,1,{"$nulls":4},20,{"$nulls":6},1,1,{"$nulls":26},{"$f":"SUMPRODUCT(Planned[[#This Row],[GEN-1]:[EL-20]],TRANSPOSE(Arrangements[Unit Prices]))","v":{"v":1127.25,"d":"$1,127.3"}}]
[51,250634,"2063a62c1f044917a334d0a4bed2270f","Accept","Yes",null,null,"اكرم عبد الحميد الحمد","Displaced","Barisha",70,"نور-هشام","I.R",{"$nulls":9},1,{"$nulls":8},92,{"$nulls":62},1,3,{"$nulls":3},1,1,1.2,{"$nulls":12},1,{"$nulls":17},1,null,1,null,1,{"$nulls":4},{"$f":"SUMPRODUCT(Planned[[#This Row],[GEN-1]:[EL-20]],TRANSPOSE(Arrangements[Unit Prices]))","v":{"v":909,"d":"$909.0"}}]
[52,224156,"9d4b05584bf740bcbcbc54c1eb7746f3","Accept","yes",null,null,"محمد صطوف الاسماعيل","Displaced","Barisha",70,"ريم طالب_شادي","I.R",{"$nulls":9},0.3,{"$nulls":8},200,{"$nulls":62},5,3,null,null,2,{"$nulls":7},25,{"$nulls":7},1,{"$nulls":26},{"$f":"SUMPRODUCT(Planned[[#This Row],[GEN-1]:[EL-20]],TRANSPOSE(Arrangements[Unit Prices]))","v":{"v":929.15,"d":"$929.2"}}]
[53,29480,"18e01d92c5744447ad94e425e6e0f7d6","Accept","Yes",null,null,"نضال خالد حسين","resident","Barisha",70,"حسام العبدالله_براء نبعه","I.R",{"$nulls":5},6,{"$nulls":12},173,{"$nulls":57},0.4,{"$nulls":4},4,3,{"$nulls":4},1,1,{"$nulls":5},1,{"$nulls":6},1,{"$nulls":26},{"$f":"SUMPRODUCT(Planned[[#This Row],[GEN-1]:[EL-20]],TRANSPOSE(Arrangements[Unit Prices]))","v":{"v":1125.3,"d":"$1,125.3"}}]
[54,285673,"1b58f0af855b4dd5bfbcf0656c5f9883","Accept","Yes",null,null,"مصطفى شعبان احمد عبد الخالق","Displaced","Barisha",70,"حسام العبدالله _براء نبعه","I.R",{"$nulls":5},2.5,{"$nulls":12},120,{"$nulls":32},1,{"$nulls":29},4,8,{"$nulls":3},1,{"$nulls":41},{"$f":"SUMPRODUCT(Planned[[#This Row],[GEN-1]:[EL-20]],TRANSPOSE(Arrangements[Unit Prices]))","v":{"v":970.4,"d":"$970.4"}}]
[55,227555,"01a105fe94574021ba977575b0e991e3","Accept","Yes",null,null,"عبد العزيز عليوي الخضر البحصون","Displaced","Barisha",70,"ريم -شادي","I.R",{"$nulls":6},2.7,null,null,5,{"$nulls":8},40,{"$nulls":32},1,{"$nulls":29},5,2,{"$nulls":18},1,{"$nulls":26},{"$f":"SUMPRODUCT(Planned[[#This Row],[GEN-1]:[EL-20]],TRANSPOSE(Arrangements[Unit Prices]))","v":{"v":1171.6,"d":"$1,171.6"}}]
[56,230054,"6eb7a7acc53c4e6abcb51eef2628789c","Accept","Yes",null,null,"جاسم محمد الجاسم","Displaced","Barisha",70,"حسام العبد الله    براء نبعه","I.R",{"$nulls":18},210,{"$nulls":55},0.4,{"$nulls":6},4,6,{"$nulls":3},1,{"$nulls":41},{"$f":"SUMPRODUCT(Planned[[#This Row],[GEN-1]:[EL-20]],TRANSPOSE(Arrangements[Unit Prices]))","v":{"v":898.8,"d":"$898.8"}}]
[57,315620,"e4ca47ba7ca54e7182309a0e4aa15817","Accept","Yes",null,null,"احمد حسن الاسماعيل","Displaced","Barisha",70,"حسام العبدالله _براء نبعه","I.R",{"$nulls":18},245,{"$nulls":57},0.4,{"$nulls":4},4,6,{"$nulls":3},2,1,2,{"$nulls":5},15,{"$nulls":33},{"$f":"SUMPRODUCT(Planned[[#This Row],[GEN-1]:[EL-20]],TRANSPOSE(Arrangements[Unit Prices]))","v":{"v":1145.3,"d":"$1,145.3"}}]
[58,3254,"dd5e89af6ab34be68b1c65a019f4ee75","Accept","Yes",null,null,"احمد فاتح محمد","resident","Barisha",70,"شادي-ريم","I.R",{"$nulls":81},5,6,null,null,1,{"$nulls":7},10,{"$nulls":7},1,{"$nulls":17},1,{"$nulls":3},1,{"$nulls":4},{"$f":"SUMPRODUCT(Planned[[#This Row],[GEN-1]:[EL-20]],TRANSPOSE(Arrangements[Unit Prices]))","v":{"v":743.3,"d":"$743.3"}}]
[59,207854,"1166bef4d7264fc0b10d53fb2f459608","Accept","Yes",null,null,"احمد صطوف اسماعيل","Displaced","Barisha",70,"شادي .ريم","I.R",{"$nulls":9},1.2,{"$nulls":8},155,{"$nulls":32},1,{"$nulls":29},3,5,{"$nulls":4},1,1,{"$nulls":4},10,{"$nulls":7},1,{"$nulls":26},{"$f":"SUMPRODUCT(Planned[[#This Row],[GEN-1]:[EL-20]],TRANSPOSE(Arrangements[Unit Prices]))","v":{"v":1113,"d":"$1,113.0"}}]
[60,12277,"38e51e2ae35d4b52a2c9bb6bf516d866","Accept","Yes",null,null,"صبحي مصطفى الحلبي","Displaced","Barisha",70,"حسام العبدالله _براء نبعه","I.R",{"$nulls":12},50,{"$nulls":5},19,{"$nulls":62},4,3,1,null,1,1,1,1,{"$nulls":4},10,{"$nulls":34},{"$f":"SUMPRODUCT(Planned[[#This Row],[GEN-1]:[EL-20]],TRANSPOSE(Arrangements[Unit Prices]))","v":{"v":490.09999999999997,"d":"$490.1"}}]
[61,250753,"e37cd958ef8e44db9dbcdcdf9dbbe4cb","Accept","Yes",null,null,"محمد علي الحسين","Displaced","Barisha",70,"حسام العبد الله.    براء نبعه","I.R",{"$nulls":6},2,{"$nulls":11},210,{"$nulls":32},1,{"$nulls":22},0.4,{"$nulls":6},4,4,null,null,1,1,1,1,{"$nulls":12},1,{"$nulls":26},{"$f":"SUMPRODUCT(Planned[[#This Row],[GEN-1]:[EL-20]],TRANSPOSE(Arrangements[Unit Prices]))","v":{"v":1215.2,"d":"$1,215.2"}}]
[62,230175,"b5866fb22c8845538cd6db8bf690313d","Accept","Yes",null,null,"محمد احمد قندح","resident","Barisha",70,"حسام العبد الله   براء نبعه","I.R",{"$nulls":9},0.4,{"$nulls":8},170,{"$nulls":32},1,{"$nulls":29},2,2,null,null,2,1,1,1,{"$nulls":4},1,{"$nulls":34},{"$f":"SUMPRODUCT(Planned[[#This Row],[GEN-1]:[EL-20]],TRANSPOSE(Arrangements[Unit Prices]))","v":{"v":835.35,"d":"$835.4"}}]
[63,217966,"654e9fa5d57c42019e863251ceb63040","Accept","Yes",null,null,"عبد الله عبد الحكيم حسين","Displaced","Barisha",70,"سراب.عبد الرزاق","I.R",{"$nulls":18},175,{"$nulls":9},15,{"$nulls":34},53,{"$nulls":12},0.4,{"$nulls":4},5,2,1,null,4,null,1,1.2,{"$nulls":4},10,{"$nulls":3},10,{"$nulls":3},1,{"$nulls":26},{"$f":"SUMPRODUCT(Planned[[#This Row],[GEN-1]:[EL-20]],TRANSPOSE(Arrangements[Unit Prices]))","v":{"v":1169.6,"d":"$1,169.6"}}]
[64,16145,"164b00f6d3fe4497a9d554f1dd38be15","Accept","Yes",null,null,"محمد حسن حسن","resident","Barisha",70,"ريم -شادي","I.R",{"$nulls":6},4.4,{"$nulls":11},140,{"$nulls":32},1,{"$nulls":29},1,4,null,null,1,{"$nulls":7},10,{"$nulls":7},1,{"$nulls":26},{"$f":"SUMPRODUCT(Planned[[#This Row],[GEN-1]:[EL-20]],TRANSPOSE(Arrangements[Unit Prices]))","v":{"v":878.7,"d":"$878.7"}}]
[65,18442,"21eca99734f54689b756d4867c27eeef","Accept","yes",null,null,"ايمان احمد طحيني","resident","Barisha",70,"شادي/ريم","I.R",{"$nulls":18},200,{"$nulls":62},4,5,null,null,1,{"$nulls":7},10,{"$nulls":7},1,{"$nulls":26},{"$f":"SUMPRODUCT(Planned[[#This Row],[GEN-1]:[EL-20]],TRANSPOSE(Arrangements[Unit Prices]))","v":{"v":916.5,"d":"$916.5"}}]
[66,250702,"e42e73d4a1fa453f986d2f7290dcfcbc","Accept","Yes",null,null,"تيسير محمد الابرش","resident","Barisha",70,"حسام العبد الله.    براء نبعه","I.R",{"$nulls":18},150,{"$nulls":62},3,2,null,null,1,null,1,1,{"$nulls":3},3,null,10,null,null,10,{"$nulls":30},{"$f":"SUMPRODUCT(Planned[[#This Row],[GEN-1]:[EL-20]],TRANSPOSE(Arrangements[Unit Prices]))","v":{"v":675.6,"d":"$675.6"}}]
[67,4518,"8a86ad60bf9d4a4d8761347bef0a9c51","Accept","Yes",null,null,"امين محمد الذياب","Displaced","Barisha",70,"مهند حديد .علي حسين","I.R",{"$nulls":18},170,{"$nulls":57},0.32,{"$nulls":4},3,4,1,null,null,2,{"$nulls":41},{"$f":"SUMPRODUCT(Planned[[#This Row],[GEN-1]:[EL-20]],TRANSPOSE(Arrangements[Unit Prices]))","v":{"v":726,"d":"$726.0"}}]
[68,245025,"708907024c884f0f9d4d4bbc8ec11188","Accept","Yes",null,null,"محمد شحاده طه الحمو","Displaced","Barisha",70,"ريم طالب_شادي","I.R",{"$nulls":9},0.75,null,null,150,{"$nulls":5},215,{"$nulls":62},4,4,null,null,1,null,1,1,{"$nulls":4},15,{"$nulls":7},1,{"$nulls":26},{"$f":"SUMPRODUCT(Planned[[#This Row],[GEN-1]:[EL-20]],TRANSPOSE(Arrangements[Unit Prices]))","v":{"v":1163.45,"d":"$1,163.5"}}]
[69,30110,"df251f9d71734a1483b98cfd6de8b682","Accept","Yes",null,null,"احلام عبد الكريم حسن","Displaced","Barisha",70,"ريم -شادي","I.R",{"$nulls":18},80,{"$nulls":44},50,{"$nulls":17},5,5,{"$nulls":4},1,1,{"$nulls":12},1,{"$nulls":17},1,{"$nulls":3},1,{"$nulls":3},10,{"$f":"SUMPRODUCT(Planned[[#This Row],[GEN-1]:[EL-20]],TRANSPOSE(Arrangements[Unit Prices]))","v":{"v":1071,"d":"$1,071.0"}}]
[70,11498,"ea5acbf8901d48248bb439c14f678492","Accept","Yes",null,null,"سميح مصطفى الخطيب","resident","Barisha",70,"هشام .عبد الرزاق","I.R",{"$nulls":5},0.5,{"$nulls":12},75,{"$nulls":9},16,{"$nulls":47},0.6,{"$nulls":4},3,5,1,null,3,null,1,1,{"$nulls":4},20,{"$nulls":7},1,{"$nulls":26},{"$f":"SUMPRODUCT(Planned[[#This Row],[GEN-1]:[EL-20]],TRANSPOSE(Arrangements[Unit Prices]))","v":{"v":903.5,"d":"$903.5"}}]
[71,250747,"fb027149340c42a39e9b4adc591d89c0","Accept","Yes",null,null,"محمد حمزه الحمود","Displaced","Barisha",70,"حسام العبدلله .براء نبعة","I.R",{"$nulls":18},140,{"$nulls":62},2,4,{"$nulls":3},1,1,1,{"$nulls":39},{"$f":"SUMPRODUCT(Planned[[#This Row],[GEN-1]:[EL-20]],TRANSPOSE(Arrangements[Unit Prices]))","v":{"v":664.2,"d":"$664.2"}}]
[72,230242,"19672d650c104deb93b0e2ebeed1fc1a","Accept","Yes",null,null,"يوسف مرعي الحسين","Displaced","Barisha",70,"هشام .عبد الرزاق","I.R",{"$nulls":28},12,{"$nulls":26},1,{"$nulls":20},0.4,{"$nulls":4},4,1,1,null,3,1,{"$nulls":14},1,{"$nulls":19},1,null,1,{"$nulls":4},{"$f":"SUMPRODUCT(Planned[[#This Row],[GEN-1]:[EL-20]],TRANSPOSE(Arrangements[Unit Prices]))","v":{"v":638.8,"d":"$638.8"}}]
[73,152128,"fa36b55fab554b07b5e863ddfdc33b91","Accept","Yes",null,null,"خالد احمد الحمد","Displaced","Barisha",70,"ريم -شادي","I.R",{"$nulls":81},6,5,{"$nulls":18},1,{"$nulls":17},1,{"$nulls":3},1,{"$nulls":3},20,{"$f":"SUMPRODUCT(Planned[[#This Row],[GEN-1]:[EL-20]],TRANSPOSE(Arrangements[Unit Prices]))","v":{"v":770,"d":"$770.0"}}]
[74,23767,"4a688908845740a9a34330c7a10d451c","Accept","Yes",null,null,"محمد عبد الغفور البكور","Displaced","Barisha",70,"احمد غندور-حسام","I.R",{"$nulls":18},162,{"$nulls":57},0.35,{"$nulls":4},2,3,{"$nulls":11},10,{"$nulls":33},{"$f":"SUMPRODUCT(Planned[[#This Row],[GEN-1]:[EL-20]],TRANSPOSE(Arrangements[Unit Prices]))","v":{"v":587,"d":"$587.0"}}]
[75,287381,"8d5fcbbe6534408f9849e11bd3c842b9","Accept","Yes",null,null,"عبد الحكيم محمد شريف سليم","Displaced","Barisha",70,"شادي درش_ريم طالب","I.R",{"$nulls":6},4.9,null,null,0.3,null,null,100,{"$nulls":5},190,{"$nulls":32},1,{"$nulls":29},3,4,null,null,1,null,1,1,null,1,null,null,10,{"$nulls":7},1,{"$nulls":26},{"$f":"SUMPRODUCT(Planned[[#This Row],[GEN-1]:[EL-20]],TRANSPOSE(Arrangements[Unit Prices]))","v":{"v":1320.7,"d":"$1,320.7"}}]
[76,1663,"b0606113e6dd4ec48066a520df4832b1","Accept","Yes",null,null,"فاطمه خالد بشير","Displaced","Barisha",70,"حسام عبدلله .براء نبعة","I.R",{"$nulls":18},259,{"$nulls":62},4,6,{"$nulls":3},1,1,1,{"$nulls":39},{"$f":"SUMPRODUCT(Planned[[#This Row],[GEN-1]:[EL-20]],TRANSPOSE(Arrangements[Unit Prices]))","v":{"v":1091.5,"d":"$1,091.5"}}]
[77,104746,"3013cd99862c4b6fbb42413f88ea23e2","Accept","Yes",null,null,"احمد عارف حمدوش","resident","Barisha",70,"حسام العبدلله .براء نبعة","I.R",{"$nulls":18},200,{"$nulls":57},0.16,{"$nulls":4},3,7,{"$nulls":3},1,{"$nulls":7},10,{"$nulls":33},{"$f":"SUMPRODUCT(Planned[[#This Row],[GEN-1]:[EL-20]],TRANSPOSE(Arrangements[Unit Prices]))","v":{"v":868.9999999999998,"d":"$869.0"}}]
[78,12841,"57196dd1079942dca8b8bb06b86e2457","Accept","Yes",null,null,"ظافر احمد ثابت سليم","Displaced","Barisha",70,"ريم .شادي","I.R",{"$nulls":18},80,{"$nulls":62},3,8,{"$nulls":18},1,{"$nulls":17},1,{"$nulls":3},1,{"$nulls":4},{"$f":"SUMPRODUCT(Planned[[#This Row],[GEN-1]:[EL-20]],TRANSPOSE(Arrangements[Unit Prices]))","v":{"v":908.4,"d":"$908.4"}}]
[79,250659,"ff2afc8df69e4abb869d4844c97dbefc","Accept","Yes",null,null,"محمد خالد المحمد","Displaced","Barisha",70,"هشام .عبد الرزاق","I.R",{"$nulls":5},0.5,{"$nulls":12},140,{"$nulls":9},16,{"$nulls":22},1,{"$nulls":24},0.2,{"$nulls":4},1,{"$nulls":3},2,1,1,1,{"$nulls":8},15,{"$nulls":3},1,{"$nulls":16},1,null,null,1,null,1,{"$nulls":4},{"$f":"SUMPRODUCT(Planned[[#This Row],[GEN-1]:[EL-20]],TRANSPOSE(Arrangements[Unit Prices]))","v":{"v":1098.25,"d":"$1,098.3"}}]
[80,241948,"7ae018db6c3e4e36a1cbf05e551811e1","Accept","Yes",null,null,"محمد صبحي محمود قربون","resident","Barisha",70,"سراب.عبد الرزاق","I.R",{"$nulls":5},1,{"$nulls":22},6,{"$nulls":47},0.4,{"$nulls":4},4,3,1,null,null,2,{"$nulls":5},2,null,10,null,2,10,{"$nulls":3},1,{"$nulls":26},{"$f":"SUMPRODUCT(Planned[[#This Row],[GEN-1]:[EL-20]],TRANSPOSE(Arrangements[Unit Prices]))","v":{"v":562.0999999999999,"d":"$562.1"}}]
[81,101545,"b4d1928433874c6486b4ec53fef4adc1","Accept","Yes",null,null,"ابراهيم فضل الحمادي","Displaced","Barisha",70,"احمد -حسام","I.R",{"$nulls":18},206,{"$nulls":57},0.35,{"$nulls":4},2,5,{"$nulls":45},{"$f":"SUMPRODUCT(Planned[[#This Row],[GEN-1]:[EL-20]],TRANSPOSE(Arrangements[Unit Prices]))","v":{"v":751.8,"d":"$751.8"}}]
[82,217882,"71fb3da9ff9e47db85e542b567b9781e","Accept","Yes",null,null,"باسل طالب العمر","Displaced","Barisha",70,"سراب.عبد الرزاق","I.R",{"$nulls":9},1.2,null,null,190,{"$nulls":5},92,{"$nulls":9},20,{"$nulls":26},2,{"$nulls":20},0.5,{"$nulls":4},3,1,1,null,4,null,1,1,{"$nulls":4},6,{"$nulls":3},20,{"$nulls":3},1,{"$nulls":26},{"$f":"SUMPRODUCT(Planned[[#This Row],[GEN-1]:[EL-20]],TRANSPOSE(Arrangements[Unit Prices]))","v":{"v":1074.1999999999998,"d":"$1,074.2"}}]
[83,143708,"f03b41718c6b470c8a89d03d935bc22f","Accept","Yes",null,null,"صطام فواز النهار","Displaced","Barisha",70,"أحمد -حسام","I.R",{"$nulls":18},197,{"$nulls":57},0.32,{"$nulls":4},3,6,null,null,2,{"$nulls":42},{"$f":"SUMPRODUCT(Planned[[#This Row],[GEN-1]:[EL-20]],TRANSPOSE(Arrangements[Unit Prices]))","v":{"v":816.6999999999999,"d":"$816.7"}}]
[84,250705,"2ecac5c0b35b4c70aaa68f98e5fb7168","Accept","Yes",null,null,"حسن ابراهيم خطاب","resident","Barisha",70,"حسام العبد الله.     براء نبعه","I.R",{"$nulls":12},80,{"$nulls":5},160,{"$nulls":62},2,2,{"$nulls":3},2,1,1,{"$nulls":4},10,{"$nulls":34},{"$f":"SUMPRODUCT(Planned[[#This Row],[GEN-1]:[EL-20]],TRANSPOSE(Arrangements[Unit Prices]))","v":{"v":696.7,"d":"$696.7"}}]
[85,281432,"f5802870e5e34ca1907f2346117e589a","Accept","Yes",null,null,"حسين حسين دعدوع","Displaced","Barisha",70,"سراب .عبد الرزاق","I.R",{"$nulls":5},2,{"$nulls":12},140,{"$nulls":9},21,{"$nulls":47},0.5,{"$nulls":4},5,6,1,null,4,null,1,1,null,1,1,{"$nulls":5},15,{"$nulls":3},1,{"$nulls":26},{"$f":"SUMPRODUCT(Planned[[#This Row],[GEN-1]:[EL-20]],TRANSPOSE(Arrangements[Unit Prices]))","v":{"v":1338.55,"d":"$1,338.6"}}]
[86,217859,"794d5f7d6fda4fa78799c93b9dc2aa4b","Accept","Yes",null,null,"ابراهيم عبدالرحمن الامين","Displaced","Barisha",70,"سراب .عبد الرزاق","I.R",{"$nulls":18},243,{"$nulls":9},17,{"$nulls":26},1,null,1,{"$nulls":5},37,{"$nulls":12},0.4,{"$nulls":4},4,4,1,null,4,1,1,{"$nulls":5},15,{"$nulls":3},15,{"$nulls":3},1,{"$nulls":26},{"$f":"SUMPRODUCT(Planned[[#This Row],[GEN-1]:[EL-20]],TRANSPOSE(Arrangements[Unit Prices]))","v":{"v":1372.1,"d":"$1,372.1"}}]
[87,17407,"3c2f411083054f22b3cf0ddda7e68c6e","Accept","Yes",null,null,"فاطمه مصطفى دالي","Displaced","Barisha",70,"نور_هشام","I.R",{"$nulls":18},85,{"$nulls":57},0.1,{"$nulls":4},4,2,1,null,null,1,1,1.2,{"$nulls":12},1,{"$nulls":17},1,null,1,null,1,{"$nulls":4},{"$f":"SUMPRODUCT(Planned[[#This Row],[GEN-1]:[EL-20]],TRANSPOSE(Arrangements[Unit Prices]))","v":{"v":905.1,"d":"$905.1"}}]
[88,98138,"d6cf3ca015f0484e8403fb0772d6ab66","Accept","Yes",null,null,"فطوم محمد عيسى","resident","Barisha",70,"سراب .عبد الرزاق","I.R",{"$nulls":12},220,80,{"$nulls":9},20,{"$nulls":27},1,{"$nulls":3},1,{"$nulls":10},2,{"$nulls":3},15,{"$nulls":5},0.4,{"$nulls":4},3,2,1,null,4,null,1,{"$nulls":13},1,{"$nulls":16},1,{"$nulls":4},1,1,null,null,10,{"$f":"SUMPRODUCT(Planned[[#This Row],[GEN-1]:[EL-20]],TRANSPOSE(Arrangements[Unit Prices]))","v":{"v":1302.1,"d":"$1,302.1"}}]
[89,7284,"39b1c8c54f0244b5b1ac7b1654263c49","Accept","Yes",null,null,"مريم احمد قرمو","resident","Barisha",70,"سراب.عبد الرزاق","I.R",{"$nulls":8},0.24,{"$nulls":9},174,{"$nulls":9},5,{"$nulls":22},1,{"$nulls":24},0.2,{"$nulls":4},1,1,null,null,3,{"$nulls":7},10,{"$nulls":7},1,{"$nulls":26},{"$f":"SUMPRODUCT(Planned[[#This Row],[GEN-1]:[EL-20]],TRANSPOSE(Arrangements[Unit Prices]))","v":{"v":794.0999999999999,"d":"$794.1"}}]
[90,17590,"e43be44e8ca847b0aa2c25af5e1c74c5","Accept","yes",null,null,"علي سعيد دالي","Displaced","Barisha",70,"هشام - نور","I.R",null,1,{"$nulls":5},1,null,0.4,{"$nulls":3},250,{"$nulls":4},41,{"$nulls":32},1,{"$nulls":29},4,null,1,null,4,null,1,1,{"$nulls":3},1,12,{"$nulls":3},8,{"$nulls":3},1,{"$nulls":17},1,{"$nulls":3},1,{"$nulls":4},{"$f":"SUMPRODUCT(Planned[[#This Row],[GEN-1]:[EL-20]],TRANSPOSE(Arrangements[Unit Prices]))","v":{"v":1024.8,"d":"$1,024.8"}}]
[91,218024,"3ffc28f8c19a4d42baa51a0be9790f68","Accept","yes",null,null,"منيف مصطفى دعدوع","Displaced","Barisha",70,"سراب .عبد الرزاق","I.R",{"$nulls":18},220,{"$nulls":9},10,{"$nulls":22},1,{"$nulls":11},47,{"$nulls":12},0.4,{"$nulls":4},4,3,1,null,4,null,1,1,{"$nulls":12},1,{"$nulls":26},{"$f":"SUMPRODUCT(Planned[[#This Row],[GEN-1]:[EL-20]],TRANSPOSE(Arrangements[Unit Prices]))","v":{"v":1312.9,"d":"$1,312.9"}}]
[92,25493,"3a4b59526ff149bd815366bfd7a435e8","Accept","yes",null,null,"زهره مصطفى بسوته","resident","Boz Ghaz",71,"عارف قرمو","I.R",{"$nulls":6},2.5,{"$nulls":11},150,{"$nulls":55},0.4,{"$nulls":6},5,2,{"$nulls":45},{"$f":"SUMPRODUCT(Planned[[#This Row],[GEN-1]:[EL-20]],TRANSPOSE(Arrangements[Unit Prices]))","v":{"v":713.6,"d":"$713.6"}}]
[93,24064,"9df67b0b1ce34e6d8cd909f04808abfe","Accept","yes",null,null,"محمد عبد الهادي زوعه","resident","Boz Ghaz",71,"حسام عبدلله .طه السعيد","I.R",{"$nulls":8},4,{"$nulls":9},44,{"$nulls":47},1,{"$nulls":9},0.1,{"$nulls":4},2,2,null,1,null,1,null,0.5,{"$nulls":5},12,{"$nulls":6},1,{"$nulls":26},{"$f":"SUMPRODUCT(Planned[[#This Row],[GEN-1]:[EL-20]],TRANSPOSE(Arrangements[Unit Prices]))","v":{"v":821.8000000000001,"d":"$821.8"}}]
[94,284432,"1304016126184102a4492876f48970c5","Accept","yes",null,null,"عبد الله احمد علي","Displaced","Boz Ghaz",71,"حسام عبد لله .طه السعيد","I.R",{"$nulls":6},2.2,{"$nulls":11},123,{"$nulls":9},5,{"$nulls":22},1,{"$nulls":24},0.3,{"$nulls":4},3,3,null,1,null,1,null,0.5,{"$nulls":5},20,{"$nulls":6},1,{"$nulls":26},{"$f":"SUMPRODUCT(Planned[[#This Row],[GEN-1]:[EL-20]],TRANSPOSE(Arrangements[Unit Prices]))","v":{"v":961.3,"d":"$961.3"}}]
[95,168132,"809beffef82648a8831d6a9d337e8174","Accept","yes",null,null,"محمود فاضل الفاضل","Displaced","Boz Ghaz",71,"حسام عبدلله .طه السعيد","I.R",{"$nulls":6},0.2,{"$nulls":5},85,{"$nulls":5},113,{"$nulls":32},1,{"$nulls":24},0.16,{"$nulls":4},1,1,null,1,null,1,null,0.5,{"$nulls":5},12,{"$nulls":6},1,{"$nulls":26},{"$f":"SUMPRODUCT(Planned[[#This Row],[GEN-1]:[EL-20]],TRANSPOSE(Arrangements[Unit Prices]))","v":{"v":711.05,"d":"$711.1"}}]
[96,303706,"99d4a78b09f3465387ac6ade42b3a8a5","Accept","yes",null,null,"امين محمد الحامض","resident","Boz Ghaz",71,"احمد ارمنازي","I.R",{"$nulls":8},0.1,{"$nulls":3},35,{"$nulls":5},190,{"$nulls":62},3,5,null,null,1,null,1,1.5,1,{"$nulls":4},16,{"$nulls":6},1,{"$nulls":26},{"$f":"SUMPRODUCT(Planned[[#This Row],[GEN-1]:[EL-20]],TRANSPOSE(Arrangements[Unit Prices]))","v":{"v":1032.4499999999998,"d":"$1,032.5"}}]
[97,30885,"8bfd82a97b7c422588b201ea93a12986","Accept","yes",null,null,"وحيده يحيى الزوعه","resident","Boz Ghaz",71,"حسام .طه","I.R",{"$nulls":8},0.2,{"$nulls":3},50,{"$nulls":5},26,{"$nulls":62},2,1,null,1,null,1,null,0.5,{"$nulls":5},20,{"$nulls":6},1,{"$nulls":26},{"$f":"SUMPRODUCT(Planned[[#This Row],[GEN-1]:[EL-20]],TRANSPOSE(Arrangements[Unit Prices]))","v":{"v":423.1,"d":"$423.1"}}]
[98,312436,"22511d54e1964c8c92a20bd0cc305064","Accept","yes",null,null,"براءه سمير عماش","resident","Boz Ghaz",71,"حسام عبد لله .طه ااسعيد","I.R",{"$nulls":18},49,{"$nulls":62},1,5,1,1,null,2,null,0.5,{"$nulls":30},1,null,1,null,1,1,null,null,10,{"$f":"SUMPRODUCT(Planned[[#This Row],[GEN-1]:[EL-20]],TRANSPOSE(Arrangements[Unit Prices]))","v":{"v":868.7,"d":"$868.7"}}]
[99,216957,"2d56e885d7674a7a9464756eb6213928","Accept","yes",null,null,"عبد الحي مصطفى الخليل","Displaced","Boz Ghaz",71,"ريم طالب","I.R",{"$nulls":6},5.5,{"$nulls":5},12,{"$nulls":5},187,{"$nulls":62},3,2,null,null,2,null,1,1,{"$nulls":4},15,{"$nulls":34},{"$f":"SUMPRODUCT(Planned[[#This Row],[GEN-1]:[EL-20]],TRANSPOSE(Arrangements[Unit Prices]))","v":{"v":915.59,"d":"$915.6"}}]
[100,12980,"e4dd3c554bcb4293a1122508ed74d23f","Accept","yes",null,null,"عارف رمضان زوعه","Displaced","Boz Ghaz",71,"عارف قرمو","I.R",{"$nulls":6},3,{"$nulls":11},250,{"$nulls":32},1,{"$nulls":22},0.75,{"$nulls":6},4,5,null,null,2,{"$nulls":15},1,{"$nulls":26},{"$f":"SUMPRODUCT(Planned[[#This Row],[GEN-1]:[EL-20]],TRANSPOSE(Arrangements[Unit Prices]))","v":{"v":1281.5,"d":"$1,281.5"}}]
[101,304540,"fcded66ccb9447e387e945f768500782","Accept","yes",null,null,"جمول مولود الحسن","resident","Boz Ghaz",71,"احمد ارمنازي","I.R",{"$nulls":51},1,{"$nulls":29},3,1,1,null,2,null,1,1,{"$nulls":12},1,{"$nulls":17},1,{"$nulls":3},1,{"$nulls":4},{"$f":"SUMPRODUCT(Planned[[#This Row],[GEN-1]:[EL-20]],TRANSPOSE(Arrangements[Unit Prices]))","v":{"v":726.8,"d":"$726.8"}}]
[102,14676,"95576fa21ba147d781eba388e71613e4","Accept","yes",null,null,"عبد القادر جميل حاج احمد","resident","Boz Ghaz",71,"عمر ..... سراب","I.R",{"$nulls":19},214,{"$nulls":36},1,{"$nulls":17},0.25,{"$nulls":6},4,null,1,null,3,1,1,1,{"$nulls":39},{"$f":"SUMPRODUCT(Planned[[#This Row],[GEN-1]:[EL-20]],TRANSPOSE(Arrangements[Unit Prices]))","v":{"v":663.5,"d":"$663.5"}}]
[103,278114,"5642ed7f019a40a48ca86bd2ca2ab0b3","Accept","yes",null,null,"معاز خليل النجار","Displaced","Boz Ghaz",71,"احمد ارمنازي","I.R",{"$nulls":18},165,{"$nulls":62},2,3,{"$nulls":4},1,1,{"$nulls":39},{"$f":"SUMPRODUCT(Planned[[#This Row],[GEN-1]:[EL-20]],TRANSPOSE(Arrangements[Unit Prices]))","v":{"v":669.9,"d":"$669.9"}}]
[104,303988,"92b41310486e41158a8335ab61c97184","Accept","yes",null,null,"راتب محمد الحامض","Displaced","Boz Ghaz",71,"احمدارمنازي","I.R",{"$nulls":12},122,{"$nulls":5},187,{"$nulls":62},3,4,null,null,3,null,1,1,null,null,1,null,10,{"$nulls":34},{"$f":"SUMPRODUCT(Planned[[#This Row],[GEN-1]:[EL-20]],TRANSPOSE(Arrangements[Unit Prices]))","v":{"v":878.6399999999999,"d":"$878.6"}}]
[105,230567,"f0f177f1417a44f08e520ac0ee8b9785","Accept","yes",null,null,"احمد مصطفى المحمود","Displaced","Boz Ghaz",71,"عمر ..... سراب","I.R",{"$nulls":8},0.1,{"$nulls":9},89,{"$nulls":32},1,{"$nulls":29},1,3,null,null,5,null,1,1,{"$nulls":5},10,null,null,15,{"$nulls":3},1,{"$nulls":26},{"$f":"SUMPRODUCT(Planned[[#This Row],[GEN-1]:[EL-20]],TRANSPOSE(Arrangements[Unit Prices]))","v":{"v":750.3499999999999,"d":"$750.4"}}]
[106,282792,"f8153c5fa75e412aa828da61d026b409","Accept","yes",null,null,"راضي منصور الحمدي","Displaced","Boz Ghaz",71,"عارف قرمو","I.R",{"$nulls":6},1.75,{"$nulls":11},175,{"$nulls":32},1,{"$nulls":29},2,3,null,null,2,null,1,1,{"$nulls":12},1,{"$nulls":26},{"$f":"SUMPRODUCT(Planned[[#This Row],[GEN-1]:[EL-20]],TRANSPOSE(Arrangements[Unit Prices]))","v":{"v":980.4,"d":"$980.4"}}]
[107,218141,"0123fab054e640feb3b2e1bf4339e75d","Accept","yes",null,null,"احمد يسوف غنوم","Displaced","Boz Ghaz",71,"حسام عبد لله ..طه السعيد","I.R",{"$nulls":6},3.7,{"$nulls":11},153,{"$nulls":9},6,{"$nulls":47},0.18,{"$nulls":4},4,4,{"$nulls":3},2,1,1.2,{"$nulls":5},12,{"$nulls":6},1,{"$nulls":26},{"$f":"SUMPRODUCT(Planned[[#This Row],[GEN-1]:[EL-20]],TRANSPOSE(Arrangements[Unit Prices]))","v":{"v":1075.3,"d":"$1,075.3"}}]
[108,185962,"289543e5b5a54433b729acfcf3e22b43","Accept","yes",null,null,"مصطفى عبسي العبس","Displaced","Boz Ghaz",71,"حسام عبدلله .طه السعيد","I.R",{"$nulls":8},0.1,{"$nulls":9},110,{"$nulls":62},3,3,null,1,null,1,null,0.5,{"$nulls":5},12,{"$nulls":6},1,{"$nulls":17},1,null,1,null,1,1,null,null,1,{"$f":"SUMPRODUCT(Planned[[#This Row],[GEN-1]:[EL-20]],TRANSPOSE(Arrangements[Unit Prices]))","v":{"v":1080.2,"d":"$1,080.2"}}]
[109,229988,"f0c49b83181245279ac8315b4d01b867","Accept","yes",null,null,"احمد محمد الخطاب","Displaced","Boz Ghaz",71,"حسام عبدلله .طه السعيد","I.R",{"$nulls":18},138,{"$nulls":57},0.35,{"$nulls":4},4,4,1,1,null,2,null,0.5,{"$nulls":30},1,{"$nulls":3},1,{"$nulls":4},{"$f":"SUMPRODUCT(Planned[[#This Row],[GEN-1]:[EL-20]],TRANSPOSE(Arrangements[Unit Prices]))","v":{"v":973.5999999999999,"d":"$973.6"}}]
[110,29306,"2cb00470d2b04bcc87fecf9dfbd754f5","Accept","yes",null,null,"امل جميل عارف","resident","Boz Ghaz",71,"احمد أرمنازي","I.R",{"$nulls":18},250,{"$nulls":55},0.4,{"$nulls":5},2,{"$nulls":4},1,{"$nulls":15},1,{"$nulls":17},1,null,1,null,1,{"$nulls":3},15,{"$f":"SUMPRODUCT(Planned[[#This Row],[GEN-1]:[EL-20]],TRANSPOSE(Arrangements[Unit Prices]))","v":{"v":1041,"d":"$1,041.0"}}]
[111,11364,"e6a3c4265fa94507b6127c2b1ccce7f4","Accept","yes",null,null,"سليم اسعد نخله","resident","Boz Ghaz",71,"ريم طالب . احمد ارمنازي","I.R",{"$nulls":18},156,{"$nulls":62},3,2,1,null,3,null,1,1,{"$nulls":4},10,{"$nulls":7},1,{"$nulls":26},{"$f":"SUMPRODUCT(Planned[[#This Row],[GEN-1]:[EL-20]],TRANSPOSE(Arrangements[Unit Prices]))","v":{"v":799.9,"d":"$799.9"}}]
[112,98482,"7f2002f887ca41439bbd0d4a8a1321ad","Accept","yes",null,null,"محمد محمود حاج احمد","resident","Boz Ghaz",71,"عمر ......سراب","I.R",{"$nulls":5},0.2,null,null,0.3,{"$nulls":3},100,{"$nulls":5},171,{"$nulls":62},3,2,null,null,4,2,1,1,{"$nulls":3},2,null,10,null,2,15,{"$nulls":30},{"$f":"SUMPRODUCT(Planned[[#This Row],[GEN-1]:[EL-20]],TRANSPOSE(Arrangements[Unit Prices]))","v":{"v":860.35,"d":"$860.4"}}]
[113,459,"a4631f610f02460b95bd743401428676","Accept","yes",null,null,"ابراهيم احمد مجو","Displaced","Boz Ghaz",71,"احمد ارمنازي","I.R",{"$nulls":18},145,{"$nulls":62},3,4,null,null,2,null,1,1.5,{"$nulls":4},15,{"$nulls":34},{"$f":"SUMPRODUCT(Planned[[#This Row],[GEN-1]:[EL-20]],TRANSPOSE(Arrangements[Unit Prices]))","v":{"v":741.95,"d":"$742.0"}}]
[114,284915,"6774b38ce0d24b6c9dbdd2d89be82c5a","Accept","yes",null,null,"خالد عمر اليوسف","Displaced","Boz Ghaz",71,"احمد ارمنازي","I.R",{"$nulls":18},53,{"$nulls":58},7,{"$nulls":3},2,{"$nulls":3},4,null,null,1,null,null,1,null,5,{"$nulls":3},1,{"$nulls":3},1,{"$nulls":26},{"$f":"SUMPRODUCT(Planned[[#This Row],[GEN-1]:[EL-20]],TRANSPOSE(Arrangements[Unit Prices]))","v":{"v":396.9,"d":"$396.9"}}]
[115,218140,"1bcf76ffb99f46eab91011cd0f49dbdb","Accept","yes",null,null,"احمد عز الدين محمد نور الدين البكري","Displaced","Boz Ghaz",71,"احمد ارمنازي","I.R",{"$nulls":9},3,{"$nulls":8},115,{"$nulls":62},2,{"$nulls":3},2,null,1,1,null,null,1,null,8,{"$nulls":34},{"$f":"SUMPRODUCT(Planned[[#This Row],[GEN-1]:[EL-20]],TRANSPOSE(Arrangements[Unit Prices]))","v":{"v":762,"d":"$762.0"}}]
[116,285068,"15f8bfd5bea04d27ba0ae8bef808abea","Accept","yes",null,null,"محمد حوران العلي","Displaced","Boz Ghaz",71,"احمد ارمنازي","I.R",{"$nulls":6},7,{"$nulls":11},288,{"$nulls":32},1,{"$nulls":29},2,2,null,null,1,{"$nulls":7},15,{"$nulls":7},1,{"$nulls":26},{"$f":"SUMPRODUCT(Planned[[#This Row],[GEN-1]:[EL-20]],TRANSPOSE(Arrangements[Unit Prices]))","v":{"v":1267.25,"d":"$1,267.3"}}]
[117,284813,"57bc57668d4a4c99ad797851b95bca9c","Accept","yes",null,null,"عدنان حسين الحسين","Displaced","Boz Ghaz",71,"عمر ...... سراب","I.R",{"$nulls":8},1.2,{"$nulls":72},5,4,null,null,1,1,1,1,{"$nulls":39},{"$f":"SUMPRODUCT(Planned[[#This Row],[GEN-1]:[EL-20]],TRANSPOSE(Arrangements[Unit Prices]))","v":{"v":575.2,"d":"$575.2"}}]
[118,285373,"39cdd8ba510b488f95fa44980d898025","Accept","yes",null,null,"يوسف محمد الجمعه","Displaced","Boz Ghaz",71,"حسام عبد لله .طه السعيد","I.R",{"$nulls":18},139,{"$nulls":57},0.2,{"$nulls":4},2,4,1,1,null,2,null,0.5,{"$nulls":39},{"$f":"SUMPRODUCT(Planned[[#This Row],[GEN-1]:[EL-20]],TRANSPOSE(Arrangements[Unit Prices]))","v":{"v":679.9,"d":"$679.9"}}]
[119,282496,"f372390fd9e5453daaecadd404b7369c","Accept","yes",null,null,"نصر الدين ملاش الجاسم","Displaced","Boz Ghaz",71,"حسام عبدلله .طه السعيد","I.R",{"$nulls":18},108,{"$nulls":62},2,4,1,1,null,2,null,0.5,{"$nulls":39},{"$f":"SUMPRODUCT(Planned[[#This Row],[GEN-1]:[EL-20]],TRANSPOSE(Arrangements[Unit Prices]))","v":{"v":600.5999999999999,"d":"$600.6"}}]
[120,25331,"f06490d61e87475daaef350ea6d037d2","Accept","yes",null,null,"محمد مصطفى بسوته","resident","Boz Ghaz",71,"عارف قرمو","I.R",{"$nulls":6},5,{"$nulls":11},120,{"$nulls":62},3,5,1,null,3,null,1,1,{"$nulls":39},{"$f":"SUMPRODUCT(Planned[[#This Row],[GEN-1]:[EL-20]],TRANSPOSE(Arrangements[Unit Prices]))","v":{"v":870,"d":"$870.0"}}]
[121,302343,"ea08d7dc1213457f8201fd9daedcbbeb","Accept","yes",null,null,"جهاد عبد الهادي عجاج","Displaced","Boz Ghaz",71,"احمدارمنازي","I.R",{"$nulls":18},156,{"$nulls":62},1,1,null,null,3,null,1,1,null,null,1,null,15,{"$nulls":7},1,{"$nulls":26},{"$f":"SUMPRODUCT(Planned[[#This Row],[GEN-1]:[EL-20]],TRANSPOSE(Arrangements[Unit Prices]))","v":{"v":663.3499999999999,"d":"$663.4"}}]
[122,552,"2dff6b2c378b40b1a8309674e1d77733","Accept","yes",null,null,"فطوم عبدو حسين","resident","Boz Ghaz",71,"عبد الرزاق ريمي .سراب نا صيف","I.R",{"$nulls":13},25,{"$nulls":14},11,{"$nulls":47},0.4,0.6,null,1,null,3,null,1,null,4,null,1,0.75,1,null,1,null,null,10,null,null,20,{"$nulls":3},1,{"$nulls":26},{"$f":"SUMPRODUCT(Planned[[#This Row],[GEN-1]:[EL-20]],TRANSPOSE(Arrangements[Unit Prices]))","v":{"v":559.4,"d":"$559.4"}}]
[123,22431,"e7cf7a2f08b14071adf5733146fc9b23","Accept","yes",null,null,"محمد حسين بسوته","resident","Boz Ghaz",71,"عارف قرمو","I.R",{"$nulls":18},50,{"$nulls":32},1,{"$nulls":29},4,3,{"$nulls":18},1,{"$nulls":17},1,{"$nulls":3},1,{"$nulls":4},{"$f":"SUMPRODUCT(Planned[[#This Row],[GEN-1]:[EL-20]],TRANSPOSE(Arrangements[Unit Prices]))","v":{"v":820.4,"d":"$820.4"}}]
[124,6096,"ea6155f4658649c1a7445d176cb5df56","Accept","yes",null,null,"انس جمعه عماش","resident","Boz Ghaz",71,"عارف قرمو","I.R",{"$nulls":18},290,{"$nulls":62},5,4,null,null,1,null,1,1,{"$nulls":12},1,{"$nulls":26},{"$f":"SUMPRODUCT(Planned[[#This Row],[GEN-1]:[EL-20]],TRANSPOSE(Arrangements[Unit Prices]))","v":{"v":1219.2,"d":"$1,219.2"}}]
[125,2425,"dbc34f7fcdff4351b2fbd3b61f9b4cfd","Accept","yes",null,null,"احمد عبدو عماش","resident","Boz Ghaz",71,"عبد الرزاق ريمي.سراب ناصيف","I.R",null,8,{"$nulls":7},0.2,{"$nulls":8},60,null,20,{"$nulls":4},80,null,null,2,{"$nulls":27},4,{"$nulls":19},0.4,{"$nulls":4},1,1,1,null,4,null,1,1,{"$nulls":4},14,{"$nulls":3},5,null,null,1,{"$nulls":27},{"$f":"SUMPRODUCT(Planned[[#This Row],[GEN-1]:[EL-20]],TRANSPOSE(Arrangements[Unit Prices]))","v":{"v":958.05,"d":"$958.1"}}]
[126,2321,"3a7560f46bcc48cea601d85ff0c269c1","Accept","yes",null,null,"محمد محمود مصطفى","resident","Boz Ghaz",71,"عمر ..... سراب","I.R",{"$nulls":8},0.6,{"$nulls":3},100,{"$nulls":5},95,{"$nulls":62},3,3,1,null,4,1,1,1,null,1,1,4,null,10,null,4,25,{"$nulls":30},{"$f":"SUMPRODUCT(Planned[[#This Row],[GEN-1]:[EL-20]],TRANSPOSE(Arrangements[Unit Prices]))","v":{"v":830.55,"d":"$830.6"}}]
[127,170951,"aaeef74afd0c4834bec3bacd83ad89ea","Accept","yes",null,null,"حسام رفعت البكري","Displaced","Boz Ghaz",71,"احمد ارمنازي","I.R",{"$nulls":18},158,{"$nulls":62},3,4,null,null,2,null,1,1,null,null,1,null,19,{"$nulls":34},{"$f":"SUMPRODUCT(Planned[[#This Row],[GEN-1]:[EL-20]],TRANSPOSE(Arrangements[Unit Prices]))","v":{"v":756.3499999999999,"d":"$756.4"}}]
[128,218152,"fda534b0dc1f48239cec04f2a83b05c1","Accept","yes",null,null,"خديجه ايوب الاطرش","Displaced","Boz Ghaz",71,"احمد ارمنازي","I.R",{"$nulls":18},60,{"$nulls":62},1,{"$nulls":3},2,null,1,1,{"$nulls":4},15,{"$nulls":7},1,{"$nulls":17},1,{"$nulls":3},1,{"$nulls":3},20,{"$f":"SUMPRODUCT(Planned[[#This Row],[GEN-1]:[EL-20]],TRANSPOSE(Arrangements[Unit Prices]))","v":{"v":645.25,"d":"$645.3"}}]
[129,279911,"d5f847b7ea4e48c0a1453b3358fbe53e","Accept","yes",null,null,"منصور حبيب الحمدي","Displaced","Boz Ghaz",71,"حسام عبد لله .طه السعيد","I.R",{"$nulls":18},74,{"$nulls":57},0.24,{"$nulls":4},2,6,1,1,null,2,null,0.5,{"$nulls":12},1,{"$nulls":26},{"$f":"SUMPRODUCT(Planned[[#This Row],[GEN-1]:[EL-20]],TRANSPOSE(Arrangements[Unit Prices]))","v":{"v":705.5999999999999,"d":"$705.6"}}]
[130,29432,"6ead0358eaa747a6a11b4471b5417849","Accept","yes",null,null,"نصر الدين محمد صالح حاج احمد","resident","Boz Ghaz",71,"حسام عبدلله .طه السعيد","I.R",{"$nulls":76},0.24,{"$nulls":4},2,4,1,1,null,1,null,0.5,{"$nulls":12},1,{"$nulls":17},1,null,1,null,1,1,null,null,15,{"$f":"SUMPRODUCT(Planned[[#This Row],[GEN-1]:[EL-20]],TRANSPOSE(Arrangements[Unit Prices]))","v":{"v":862.8,"d":"$862.8"}}]
[131,148276,"c72d2a42575f402a8be2f884df99dc0f","Accept","yes",null,null,"محمد عادل السوسي","Displaced","Boz Ghaz",71,"حسام عبدالله_طه السعيد","I.R",{"$nulls":18},82,{"$nulls":57},0.37,{"$nulls":4},4,2,{"$nulls":3},2,1,1.2,{"$nulls":39},{"$f":"SUMPRODUCT(Planned[[#This Row],[GEN-1]:[EL-20]],TRANSPOSE(Arrangements[Unit Prices]))","v":{"v":575,"d":"$575.0"}}]
[132,313869,"57e933a1dd0c40fe9ff62d4a721958fe","Accept","yes",null,null,"حابس احمد العمر","Displaced","Boz Ghaz",71,"عارف قرمو","I.R",{"$nulls":6},5.5,{"$nulls":11},200,{"$nulls":32},1,{"$nulls":29},5,5,null,null,3,{"$nulls":7},10,{"$nulls":7},1,{"$nulls":26},{"$f":"SUMPRODUCT(Planned[[#This Row],[GEN-1]:[EL-20]],TRANSPOSE(Arrangements[Unit Prices]))","v":{"v":1256.5,"d":"$1,256.5"}}]
[133,259535,"552ee40fb80d4e9b96d49916277b9813","Accept","yes",null,null,"مصطفى يوسف الخليفه","Displaced","Boz Ghaz",71,"عارف قرمو","I.R",{"$nulls":6},5.2,{"$nulls":11},250,{"$nulls":62},5,5,1,{"$nulls":3},1,1,{"$nulls":39},{"$f":"SUMPRODUCT(Planned[[#This Row],[GEN-1]:[EL-20]],TRANSPOSE(Arrangements[Unit Prices]))","v":{"v":1240,"d":"$1,240.0"}}]
[134,27893,"271a15b03bdc4750862f87f125e92866","Accept","yes",null,null,"مصطفى فياض خضر","resident","Boz Ghaz",71,"احمد ارمنازي","I.R",{"$nulls":18},250,{"$nulls":62},3,3,1,null,2,{"$nulls":15},1,{"$nulls":17},1,null,1,null,1,{"$nulls":3},15,{"$f":"SUMPRODUCT(Planned[[#This Row],[GEN-1]:[EL-20]],TRANSPOSE(Arrangements[Unit Prices]))","v":{"v":1191.4,"d":"$1,191.4"}}]
[135,284696,"4b808de0db064198ba96d1c6e4b50936","Accept","yes",null,null,"مصطفى عبد الرؤوف عجاج","Displaced","Boz Ghaz",71,"احمد ارمنازي","I.R",{"$nulls":18},240,{"$nulls":66},2,null,1,{"$nulls":3},1,null,10,{"$nulls":7},1,{"$nulls":26},{"$f":"SUMPRODUCT(Planned[[#This Row],[GEN-1]:[EL-20]],TRANSPOSE(Arrangements[Unit Prices]))","v":{"v":731,"d":"$731.0"}}]
[136,209694,"80fa6e6b492b4bdb879d75ef45dfece0","Accept","yes",null,null,"مريم مصطفى المصطفى","Displaced","Boz Ghaz",71,"عمر ....  سراب","I.R",{"$nulls":8},0.3,{"$nulls":9},12,120,{"$nulls":61},3,4,null,null,3,null,1,1,1,null,1,2,null,10,null,2,15,{"$nulls":3},1,{"$nulls":26},{"$f":"SUMPRODUCT(Planned[[#This Row],[GEN-1]:[EL-20]],TRANSPOSE(Arrangements[Unit Prices]))","v":{"v":784.75,"d":"$784.8"}}]
[137,27426,"5f6170b314d84862b4a599b6bf9f5eaa","Accept","yes",null,null,"مصطفى درويش بطش","resident","Boz Ghaz",71,"ريم طالب . احمد ارمنازي","I.R",{"$nulls":18},186,{"$nulls":62},3,2,null,null,3,null,1,1,{"$nulls":4},15,{"$nulls":34},{"$f":"SUMPRODUCT(Planned[[#This Row],[GEN-1]:[EL-20]],TRANSPOSE(Arrangements[Unit Prices]))","v":{"v":747.65,"d":"$747.7"}}]
[138,259923,"d0a7a58f9b0b4cd8935f26cc41f6ccec","Accept","yes",null,null,"احمد خلاوي الجالي","Displaced","Boz Ghaz",71,"عمر ......سراب","I.R",{"$nulls":18},230,{"$nulls":9},8,{"$nulls":32},200,{"$nulls":12},0.28,{"$nulls":6},5,6,null,null,3,1,1,1,{"$nulls":3},2,6,10,null,2,15,{"$nulls":3},1,{"$nulls":26},{"$f":"SUMPRODUCT(Planned[[#This Row],[GEN-1]:[EL-20]],TRANSPOSE(Arrangements[Unit Prices]))","v":{"v":1603.75,"d":"$1,603.8"}}]
[139,174734,"d61a0416b86b4cd0a972252118bbe326","Accept","yes",null,null,"هيثم محمد عدوان دبلان","Displaced","Boz Ghaz",71,"احمد ارمنازي","I.R",{"$nulls":18},200,{"$nulls":32},1,{"$nulls":29},2,1,null,null,3,null,1,1,{"$nulls":4},10,{"$nulls":7},1,{"$nulls":26},{"$f":"SUMPRODUCT(Planned[[#This Row],[GEN-1]:[EL-20]],TRANSPOSE(Arrangements[Unit Prices]))","v":{"v":924.3,"d":"$924.3"}}]
[140,209669,"a094b798be3348e2b6c6072d56301e7d","Accept","yes",null,null,"محمود عبد القادر الصالح","Displaced","Boz Ghaz",71,"حسام العبدلله .طه السعيد","I.R",{"$nulls":18},187,{"$nulls":57},0.12,{"$nulls":4},3,5,null,1,null,1,null,0.5,{"$nulls":5},10,{"$nulls":6},1,{"$nulls":26},{"$f":"SUMPRODUCT(Planned[[#This Row],[GEN-1]:[EL-20]],TRANSPOSE(Arrangements[Unit Prices]))","v":{"v":933.9,"d":"$933.9"}}]
[141,152986,"15e828ca594a405da314631953748466","Accept","yes",null,null,"احمد محمد المواس الزريف","Displaced","Boz Ghaz",71,"عارف قرمو","I.R",{"$nulls":6},2.5,{"$nulls":11},280,{"$nulls":62},4,5,null,null,2,null,1,1,{"$nulls":12},1,{"$nulls":26},{"$f":"SUMPRODUCT(Planned[[#This Row],[GEN-1]:[EL-20]],TRANSPOSE(Arrangements[Unit Prices]))","v":{"v":1273,"d":"$1,273.0"}}]
[142,128867,"a70982021ff5405cade06879534117a6","Accept","yes",null,null,"زكريا محمود الدغيم","Displaced","Boz Ghaz",71,"عمر ..... سراب","I.R",{"$nulls":8},1.1,{"$nulls":9},107,{"$nulls":32},1,{"$nulls":30},2,1,null,2,1,1,1,{"$nulls":3},2,null,10,null,2,15,{"$nulls":3},1,{"$nulls":26},{"$f":"SUMPRODUCT(Planned[[#This Row],[GEN-1]:[EL-20]],TRANSPOSE(Arrangements[Unit Prices]))","v":{"v":835.1500000000001,"d":"$835.2"}}]
[143,2740,"087f6325797344c6ac875d755b09fa85","Accept","yes",null,null,"كمال احمد حاج احمد","resident","Boz Ghaz",71,"احمد ارمنازي","I.R",{"$nulls":6},0.2,null,null,0.2,null,null,150,{"$nulls":5},143,{"$nulls":62},1,4,null,null,2,null,1,1,{"$nulls":4},15,{"$nulls":8},1,{"$nulls":25},{"$f":"SUMPRODUCT(Planned[[#This Row],[GEN-1]:[EL-20]],TRANSPOSE(Arrangements[Unit Prices]))","v":{"v":883.8499999999999,"d":"$883.9"}}]
[144,4148,"25381985515e4569a1f8cdb891561aa1","Accept","yes",null,null,"مياده كمال قيلنجي","resident","Boz Ghaz",71,"ريم طالب","I.R",{"$nulls":18},200,{"$nulls":62},3,4,null,null,1,null,1,1,{"$nulls":4},10,{"$nulls":34},{"$f":"SUMPRODUCT(Planned[[#This Row],[GEN-1]:[EL-20]],TRANSPOSE(Arrangements[Unit Prices]))","v":{"v":839.7,"d":"$839.7"}}]
[145,12056,"31ac767fbd3b4d9fa9b1090731700ac2","Accept","yes",null,null,"صالح رمضان خضر","resident","Boz Ghaz",71,"ريم طالب . أحمد ارمنازي","I.R",{"$nulls":18},355,{"$nulls":62},2,5,{"$nulls":18},1,{"$nulls":26},{"$f":"SUMPRODUCT(Planned[[#This Row],[GEN-1]:[EL-20]],TRANSPOSE(Arrangements[Unit Prices]))","v":{"v":1180.5,"d":"$1,180.5"}}]
[146,18890,"439acad24e7d4db18e98c396f195172e","Accept","yes",null,null,"عمريه ابراهيم عماش","resident","Boz Ghaz",71,"عارف قرمو","I.R",{"$nulls":6},5,{"$nulls":11},240,{"$nulls":62},4,3,1,{"$nulls":3},1,1,{"$nulls":12},1,{"$nulls":26},{"$f":"SUMPRODUCT(Planned[[#This Row],[GEN-1]:[EL-20]],TRANSPOSE(Arrangements[Unit Prices]))","v":{"v":1197.4,"d":"$1,197.4"}}]
[147,15836,"eb0e34bb12d24a0180e213cef2762cc6","Accept","yes",null,null,"عبد المجيد محمد زوعه","resident","Boz Ghaz",71,"عارف قرمو","I.R",{"$nulls":18},120,{"$nulls":62},5,4,null,null,3,null,1,1,{"$nulls":4},15,{"$nulls":7},1,{"$nulls":26},{"$f":"SUMPRODUCT(Planned[[#This Row],[GEN-1]:[EL-20]],TRANSPOSE(Arrangements[Unit Prices]))","v":{"v":849.45,"d":"$849.5"}}]
[148,6242,"b2278836bad440f8b31ffe2d20b12c17","Accept","yes",null,null,"جمعه محمد حوريه","resident","Boz Ghaz",71,"ريم طالب . احمد ارمنازي","I.R",{"$nulls":6},2,{"$nulls":11},75,{"$nulls":63},2,null,null,1,null,1,1,{"$nulls":4},10,{"$nulls":7},1,{"$nulls":26},{"$f":"SUMPRODUCT(Planned[[#This Row],[GEN-1]:[EL-20]],TRANSPOSE(Arrangements[Unit Prices]))","v":{"v":518.6,"d":"$518.6"}}]
[149,284436,"7c2c7032939249038efabd61e6d94cd8","Accept","yes",null,null,"عمر احمد المصطفى","Displaced","Boz Ghaz",71,"عبد الرزاق ريمي.سراب نا صيف","I.R",{"$nulls":5},0.75,{"$nulls":3},1,null,null,350,{"$nulls":5},160,8,{"$nulls":6},30,{"$nulls":24},1,{"$nulls":4},1,{"$nulls":19},2,{"$nulls":4},2,1,null,null,4,null,1,1.2,{"$nulls":8},8,{"$nulls":3},1,{"$nulls":26},{"$f":"SUMPRODUCT(Planned[[#This Row],[GEN-1]:[EL-20]],TRANSPOSE(Arrangements[Unit Prices]))","v":{"v":1373.3,"d":"$1,373.3"}}]
[150,28340,"f9f80ffa272747eab567a02703cded6d","Accept","yes",null,null,"نبيله احمد زوعه","resident","Boz Ghaz",71,"ريم طالب . احمد ارمنازي","I.R",{"$nulls":6},2.5,null,null,0.2,{"$nulls":49},1.2,{"$nulls":21},2,1,null,null,1,null,2,1,null,null,1,null,20,{"$nulls":7},1,{"$nulls":26},{"$f":"SUMPRODUCT(Planned[[#This Row],[GEN-1]:[EL-20]],TRANSPOSE(Arrangements[Unit Prices]))","v":{"v":498.1,"d":"$498.1"}}]
[151,15877,"5137298f120e4d7bac4d4d89aa4bccea","Accept","yes",null,null,"نظيره مصطو عماش","returnee","Boz Ghaz",71,"هشام +ابراهيم","I.R",{"$nulls":10},1,{"$nulls":7},305,{"$nulls":9},1,{"$nulls":39},8,{"$nulls":6},0.85,{"$nulls":5},1,null,1,null,1,{"$nulls":15},1,{"$nulls":17},1,null,1,null,1,{"$nulls":3},10,{"$f":"SUMPRODUCT(Planned[[#This Row],[GEN-1]:[EL-20]],TRANSPOSE(Arrangements[Unit Prices]))","v":{"v":1309.33,"d":"$1,309.3"}}]
[152,19924,"f8d5bdc9418d4b39a8c20f8851d7f913","Accept","yes",null,null,"فطوم فاضل زوعه","resident","Boz Ghaz",71,"هشام + ابراهيم","I.R",{"$nulls":6},3.2,{"$nulls":6},100,{"$nulls":4},84,{"$nulls":55},0.7,{"$nulls":6},1,{"$nulls":4},2,1,1.2,{"$nulls":5},10,null,20,{"$nulls":4},1,{"$nulls":26},{"$f":"SUMPRODUCT(Planned[[#This Row],[GEN-1]:[EL-20]],TRANSPOSE(Arrangements[Unit Prices]))","v":{"v":676.2,"d":"$676.2"}}]
[153,31175,"d4e7307321434fb8b861d71b6a73fde4","Accept","yes",null,null,"بديعه راجي قيلنجي","resident","Boz Ghaz",71,"ريم .احمد ارمنازي","I.R",{"$nulls":18},20,{"$nulls":63},1,null,null,1,null,1,1,{"$nulls":4},10,{"$nulls":24},2,null,null,1,null,1,{"$nulls":3},10,{"$f":"SUMPRODUCT(Planned[[#This Row],[GEN-1]:[EL-20]],TRANSPOSE(Arrangements[Unit Prices]))","v":{"v":462.3,"d":"$462.3"}}]
[154,9032,"0c5744358b5b4b309dc469c882cc0497","Accept","yes",null,null,"مجيده كمال حاج احمد","resident","Boz Ghaz",71,"هشام + ابراهيم","I.R",{"$nulls":5},2.1,null,null,0.68,null,0.5,{"$nulls":7},178,{"$nulls":55},1.81,{"$nulls":5},1.8,3,{"$nulls":3},1,{"$nulls":8},10,{"$nulls":6},1,{"$nulls":16},1,1,null,1,null,1,{"$nulls":3},10,{"$f":"SUMPRODUCT(Planned[[#This Row],[GEN-1]:[EL-20]],TRANSPOSE(Arrangements[Unit Prices]))","v":{"v":1318.1,"d":"$1,318.1"}}]
[155,20163,"2efb7f6236d44e3fa2c18a8d51113e5c","Accept","yes",null,null,"فيروز مصطفى بسوته","resident","Boz Ghaz",71,"هشام + ابراهيم","I.R",{"$nulls":6},2,null,0.15,{"$nulls":4},22,{"$nulls":4},40,{"$nulls":57},0.16,{"$nulls":4},4,3,null,null,1,2,1,1.2,{"$nulls":12},1,{"$nulls":26},{"$f":"SUMPRODUCT(Planned[[#This Row],[GEN-1]:[EL-20]],TRANSPOSE(Arrangements[Unit Prices]))","v":{"v":694.54,"d":"$694.5"}}]
[156,22138,"5734657635c1488ba122572339e8a6be","Accept","yes",null,null,"محمد جميل حاج احمد","resident","Boz Ghaz",71,"عارف قرمو","I.R",{"$nulls":18},300,{"$nulls":62},5,5,{"$nulls":4},1,1,{"$nulls":39},{"$f":"SUMPRODUCT(Planned[[#This Row],[GEN-1]:[EL-20]],TRANSPOSE(Arrangements[Unit Prices]))","v":{"v":1174,"d":"$1,174.0"}}]
[157,3001,"344fe34ce77b4df284146c378dbe5c0c","Accept","yes",null,null,"لميه عبدو خضر","resident","Boz Ghaz",71,"عارف قرمو","I.R",{"$nulls":81},3,6,1,{"$nulls":4},1,{"$nulls":12},1,{"$nulls":17},1,null,1,null,1,{"$nulls":3},15,{"$f":"SUMPRODUCT(Planned[[#This Row],[GEN-1]:[EL-20]],TRANSPOSE(Arrangements[Unit Prices]))","v":{"v":756.8,"d":"$756.8"}}]
[158,218151,"b3dae56f9b8a4608ac595556ae470f08","Accept","yes",null,null,"خالد محمد جمعه الحلاق","Displaced","Boz Ghaz",71,"عارف قرمو","I.R",{"$nulls":18},250,{"$nulls":32},1,{"$nulls":29},5,7,1,{"$nulls":17},1,{"$nulls":26},{"$f":"SUMPRODUCT(Planned[[#This Row],[GEN-1]:[EL-20]],TRANSPOSE(Arrangements[Unit Prices]))","v":{"v":1282.6,"d":"$1,282.6"}}]
[159,24134,"a638ff17b07649db86542be5bcce8232","Accept","yes",null,null,"محمد عبدو حاج احمد","resident","Boz Ghaz",71,"عارف قرمو","I.R",{"$nulls":51},1,{"$nulls":29},5,3,1,{"$nulls":17},1,{"$nulls":26},{"$f":"SUMPRODUCT(Planned[[#This Row],[GEN-1]:[EL-20]],TRANSPOSE(Arrangements[Unit Prices]))","v":{"v":560.4,"d":"$560.4"}}]
[160,304393,"09d405e00bbf46a9aed3ece4a9907869","Accept","yes",null,null,"نواف حسون الابراهيم","Displaced","Boz Ghaz",71,"عارف قرمو","I.R",{"$nulls":74},0.5,{"$nulls":6},5,7,1,{"$nulls":17},1,{"$nulls":26},{"$f":"SUMPRODUCT(Planned[[#This Row],[GEN-1]:[EL-20]],TRANSPOSE(Arrangements[Unit Prices]))","v":{"v":607.5999999999999,"d":"$607.6"}}]
[161,218158,"26cdb0a0ac934a6680af7e41ab83aef7","Accept","yes",null,null,"عبد الحسيب عبدو الطه","Displaced","Boz Ghaz",71,"عارف قرمو","I.R",{"$nulls":6},5,{"$nulls":11},160,{"$nulls":62},2,4,{"$nulls":18},1,{"$nulls":26},{"$f":"SUMPRODUCT(Planned[[#This Row],[GEN-1]:[EL-20]],TRANSPOSE(Arrangements[Unit Prices]))","v":{"v":845.2,"d":"$845.2"}}]
[162,31169,"340a8c3753764cea871723321bbf2fcb","Accept","yes",null,null,"يوسف عبد المجيد زوعه","resident","Boz Ghaz",71,"ريم . احمد ارمنازي","I.R",{"$nulls":18},60,{"$nulls":63},2,null,null,1,null,1,1,{"$nulls":4},10,{"$nulls":7},1,{"$nulls":26},{"$f":"SUMPRODUCT(Planned[[#This Row],[GEN-1]:[EL-20]],TRANSPOSE(Arrangements[Unit Prices]))","v":{"v":424.1,"d":"$424.1"}}]
[163,22769,"37bba555d7b24b6fbfa1c1f61b0e5aa3","Accept","Yes",null,null,"محمد ديب سعيد","resident","Htan",72,"نور الخليف","I.R",0,0,0,0,0,1.9,0,0,0,0,0,0,0,50,0,0,0,0,324,0,0,0,0,0,0,0,0,0,0,0,0,0,0,0,0,0,0,0,0,0,0,0,0,0,0,0,0,0,0,0,0,0,0,0,0,0,0,0,3,0.8,0,0,0,0,0,0,0,0,0,0,0,0,0,0,0,0,0.18,0,0,0,0,8,1,1,0,1,1,1,1.2,0,0,0,0,0,10,0,0,0,0,0,0,0,0,0,0,0,0,0,0,0,0,0,0,0,0,0,0,0,0,0,0,0,0,0,0,0,0,0,{"$f":"SUMPRODUCT(Planned[[#This Row],[GEN-1]:[EL-20]],TRANSPOSE(Arrangements[Unit Prices]))","v":{"v":1402.3999999999999,"d":"$1,402.4"}}]
[164,29846,"1b6aa2eb65f5498aacefbf0aed73bd60","Accept","Yes",null,null,"هدى درويش درويش","Displaced","Htan",72,"نور الخليف","I.R",0,0,0,0,0,0,0,0,0,1.53,0,0,0,300,0,0,0,0,57.16,0,0,0,0,0,0,0,0,0,0,0,15.8,0,0,0,0,0,0,0,0,0,0,0,0,0,0,0,0,0,0,0,0,1,0,0,0,0,0,0,0,0,0,0,0,0,0,0,0,0,0,0,0,0,0,0,0,0,0.48,0,0,0,0,4,2,0,0,0,1,1,1.2,0,0,0,0,0,12,0,0,0,0,0,0,0,0,0,0,0,0,0,0,0,0,0,0,0,0,0,0,0,0,0,0,0,0,0,0,0,0,0,{"$f":"SUMPRODUCT(Planned[[#This Row],[GEN-1]:[EL-20]],TRANSPOSE(Arrangements[Unit Prices]))","v":{"v":1049.6680000000001,"d":"$1,049.7"}}]
[165,261968,"9966142838b84ac481a951544d06bfa7","Accept","Yes",null,null,"هايل فايز طفران","Displaced","Htan",72,"سراب-احمد","I.R",{"$nulls":18},133,{"$nulls":9},21,{"$nulls":22},1,1,{"$nulls":15},15,{"$nulls":5},3.9,null,null,0.4,null,null,7.4,{"$nulls":5},3,1,1.5,1,{"$nulls":4},16,null,null,20,{"$nulls":3},1,{"$nulls":26},{"$f":"SUMPRODUCT(Planned[[#This Row],[GEN-1]:[EL-20]],TRANSPOSE(Arrangements[Unit Prices]))","v":{"v":1541.4,"d":"$1,541.4"}}]
[166,141133,"8c4a4f6bd0164c72b51b342c719255b1","Accept","Yes",null,null,"كوثر احمد عمران","Displaced","Htan",72,"نور وعبدالهادي","I.R",{"$nulls":13},175,{"$nulls":4},30,{"$nulls":9},21,{"$nulls":22},1,{"$nulls":18},10,{"$nulls":5},0.5,{"$nulls":4},2,1,1,null,null,3,1,1.2,1,{"$nulls":11},1,{"$nulls":26},{"$f":"SUMPRODUCT(Planned[[#This Row],[GEN-1]:[EL-20]],TRANSPOSE(Arrangements[Unit Prices]))","v":{"v":918.3,"d":"$918.3"}}]
[167,223120,"4abb181151204ace8db23748e23b0de8","Accept","Yes",null,null,"ماهر عبد الكريم قطينه","Displaced","Htan",72,"ريم .شادي","I.R",{"$nulls":6},1,{"$nulls":5},420,{"$nulls":5},180,{"$nulls":62},3,1,{"$nulls":18},1,{"$nulls":26},{"$f":"SUMPRODUCT(Planned[[#This Row],[GEN-1]:[EL-20]],TRANSPOSE(Arrangements[Unit Prices]))","v":{"v":898.1999999999998,"d":"$898.2"}}]
[168,20197,"f419df2b3c1d4f6d8a92ee589ac080cc","Accept","Yes",null,null,"فيصل علي عبيد","resident","Htan",72,"محمد غضب ...سراب","I.R",{"$nulls":5},1.7,{"$nulls":12},152,{"$nulls":9},6,{"$nulls":22},1,{"$nulls":22},0.24,{"$nulls":6},5,4,1,null,6,1,1,1,null,1,1,5,10,null,null,5,50,{"$nulls":3},1,{"$nulls":9},2,{"$nulls":3},2,{"$nulls":12},{"$f":"SUMPRODUCT(Planned[[#This Row],[GEN-1]:[EL-20]],TRANSPOSE(Arrangements[Unit Prices]))","v":{"v":1408.3,"d":"$1,408.3"}}]
[169,20911,"bb08de11da11405787f0b6aa7d04c86d","Accept","Yes",null,null,"منى عبد الرحمن عبود","Displaced","Htan",72,"هشام- ابراهيم","I.R",{"$nulls":5},2.4,{"$nulls":12},50,{"$nulls":19},3.2,{"$nulls":21},0.6,{"$nulls":15},0.16,{"$nulls":4},2,3,1,null,5,{"$nulls":6},3,{"$nulls":35},{"$f":"SUMPRODUCT(Planned[[#This Row],[GEN-1]:[EL-20]],TRANSPOSE(Arrangements[Unit Prices]))","v":{"v":605.3,"d":"$605.3"}}]
[170,313905,"5eabaf53aaa54d72b38fb46e26594cf4","Accept","Yes",null,null,"ابراهيم محمد ضبعان","Displaced","Htan",72,"هشام+ احمد","I.R",{"$nulls":5},6,{"$nulls":12},205.5,{"$nulls":62},4,5,1,null,3,null,1,1.2,{"$nulls":3},2,null,20,null,null,36,{"$nulls":3},1,{"$nulls":26},{"$f":"SUMPRODUCT(Planned[[#This Row],[GEN-1]:[EL-20]],TRANSPOSE(Arrangements[Unit Prices]))","v":{"v":1390.65,"d":"$1,390.7"}}]
[171,17869,"d0899a833282473ca6f14cadf2515f73","Accept","Yes",null,null,"فاطمه احمد يوسف","resident","Htan",72,"بشار فرنجاري ..مهند حديد","I.R",{"$nulls":18},100,{"$nulls":57},0.16,{"$nulls":4},1,5,1,1,null,2,null,0.5,{"$nulls":39},{"$f":"SUMPRODUCT(Planned[[#This Row],[GEN-1]:[EL-20]],TRANSPOSE(Arrangements[Unit Prices]))","v":{"v":585.4,"d":"$585.4"}}]
[172,155678,"e7a2456e9a9d4893a19dbfb7f027fee6","Accept","Yes",null,null,"ابراهيم حسن اليوسف","Displaced","Htan",72,"هشام - إبراهيم","I.R",{"$nulls":13},85,{"$nulls":4},73,{"$nulls":36},1,{"$nulls":4},0.5,{"$nulls":20},3,1,1,null,3,null,1,1.2,{"$nulls":3},1,null,10,{"$nulls":6},1,{"$nulls":20},1,{"$nulls":5},{"$f":"SUMPRODUCT(Planned[[#This Row],[GEN-1]:[EL-20]],TRANSPOSE(Arrangements[Unit Prices]))","v":{"v":840.4,"d":"$840.4"}}]
[173,224215,"5630fb3ed05b4df1adb533e29559e5c1","Accept","Yes",null,null,"احمد محمد رعدون","Displaced","Htan",72,"بشار فرنجاري ...مهند حديد","I.R",{"$nulls":18},254,{"$nulls":63},4,{"$nulls":3},2,{"$nulls":41},{"$f":"SUMPRODUCT(Planned[[#This Row],[GEN-1]:[EL-20]],TRANSPOSE(Arrangements[Unit Prices]))","v":{"v":761.3999999999999,"d":"$761.4"}}]
[174,278213,"049e92fb39974c3c9199a6d32720bf21","Accept","Yes",null,null,"عبد الحكيم احمد مصطفى","resident","Htan",72,"سراب .احمد","I.R",{"$nulls":18},126,{"$nulls":9},18.75,{"$nulls":45},2.1,null,0.25,{"$nulls":3},4.45,null,null,1,null,null,2,null,1.5,{"$nulls":3},3,null,8,null,6,8,{"$nulls":30},{"$f":"SUMPRODUCT(Planned[[#This Row],[GEN-1]:[EL-20]],TRANSPOSE(Arrangements[Unit Prices]))","v":{"v":903.15,"d":"$903.2"}}]
[175,250890,"99a82f6d8a9c4dd8a7490463146aac01","Accept","Yes",null,null,"اسامه عبد الرحيم الشيخ محمد","Displaced","Htan",72,"حسام العبدالله_مهند حديد","I.R",{"$nulls":18},194,{"$nulls":44},15,{"$nulls":12},0.32,{"$nulls":4},5,2,1,1,null,2,null,0.5,{"$nulls":39},{"$f":"SUMPRODUCT(Planned[[#This Row],[GEN-1]:[EL-20]],TRANSPOSE(Arrangements[Unit Prices]))","v":{"v":880.1,"d":"$880.1"}}]
[176,209134,"b71cda2e80e44fa49777a6b3549d5c71","Accept","Yes",null,null,"اميره محمد الحسين","Displaced","Htan",72,"سراب ناصيف_أحمد غندور","I.R",{"$nulls":18},163,{"$nulls":55},3.8,null,0.48,{"$nulls":3},3.55,{"$nulls":5},3,1,1.5,{"$nulls":5},13,null,2,{"$nulls":3},1,{"$nulls":27},{"$f":"SUMPRODUCT(Planned[[#This Row],[GEN-1]:[EL-20]],TRANSPOSE(Arrangements[Unit Prices]))","v":{"v":959.0500000000001,"d":"$959.1"}}]
[177,281732,"be9dae847b1b4081bc44e7f1202d093e","Accept","Yes",null,null,"عبد السلام محمد ضبعان","Displaced","Htan",72,"هشام - ابراهيم","I.R",{"$nulls":13},180,{"$nulls":4},40,{"$nulls":57},0.2,{"$nulls":4},4,{"$nulls":3},3,null,1,0.6,{"$nulls":5},10,null,null,2,{"$nulls":3},1,{"$nulls":26},{"$f":"SUMPRODUCT(Planned[[#This Row],[GEN-1]:[EL-20]],TRANSPOSE(Arrangements[Unit Prices]))","v":{"v":548.1,"d":"$548.1"}}]
[178,209130,"4d36ca81ef9348ce8d0161edd8b5b004","Accept","Yes",null,null,"اسامه احمد الضبعان","Displaced","Htan",72,"حسام عبدلله .مهند حديد","I.R",{"$nulls":6},2,{"$nulls":11},46,{"$nulls":9},6,{"$nulls":22},1,{"$nulls":11},14,{"$nulls":12},0.1,{"$nulls":4},2,3,null,1,null,2,null,0.5,{"$nulls":30},1,{"$nulls":3},1,{"$nulls":4},{"$f":"SUMPRODUCT(Planned[[#This Row],[GEN-1]:[EL-20]],TRANSPOSE(Arrangements[Unit Prices]))","v":{"v":864.2,"d":"$864.2"}}]
[179,224258,"8d2e2468ffb346a787212865f1d9d54f","Accept","Yes",null,null,"مهند فايز عرار","Displaced","Htan",72,"حسام عبدلله .مهند حديد","I.R",{"$nulls":18},70,{"$nulls":44},15,{"$nulls":12},0.1,{"$nulls":4},4,6,{"$nulls":3},2,{"$nulls":41},{"$f":"SUMPRODUCT(Planned[[#This Row],[GEN-1]:[EL-20]],TRANSPOSE(Arrangements[Unit Prices]))","v":{"v":598.3,"d":"$598.3"}}]
[180,267083,"f81c960c531d48bbb3d8c00bb6441f76","Accept","Yes",null,null,"علي عبد الرحمن جوهر","Displaced","Htan",72,"هشام+ احمد","I.R",{"$nulls":18},142,{"$nulls":9},3.75,{"$nulls":47},0.16,{"$nulls":4},2,2,{"$nulls":3},1,1,0.9,{"$nulls":30},1,null,1,{"$nulls":6},{"$f":"SUMPRODUCT(Planned[[#This Row],[GEN-1]:[EL-20]],TRANSPOSE(Arrangements[Unit Prices]))","v":{"v":706.5999999999999,"d":"$706.6"}}]
[181,267025,"aca8c3a40ad5496e920c38f685939f00","Accept","Yes",null,null,"ايمن محمد ناجي المصطفى","Displaced","Htan",72,"هشام+ احمد","I.R",{"$nulls":51},2,{"$nulls":29},2,5,{"$nulls":45},{"$f":"SUMPRODUCT(Planned[[#This Row],[GEN-1]:[EL-20]],TRANSPOSE(Arrangements[Unit Prices]))","v":{"v":514,"d":"$514.0"}}]
[182,209154,"c2fbb10b2fa94f449a3cb1871e6dd840","Accept","Yes",null,null,"رياض عبد العزيز الضبعان","Displaced","Htan",72,"ريم","I.R",{"$nulls":9},1.4,null,null,380,{"$nulls":5},70,{"$nulls":62},3,1,null,null,2,null,1,1,{"$nulls":4},15,{"$nulls":7},1,{"$nulls":26},{"$f":"SUMPRODUCT(Planned[[#This Row],[GEN-1]:[EL-20]],TRANSPOSE(Arrangements[Unit Prices]))","v":{"v":857.65,"d":"$857.7"}}]
[183,209192,"ac77ac6f1d084c50984e3816ce5ab730","Accept","Yes",null,null,"قدور عبد الكريم القدور","Displaced","Htan",72,"هشام - ابراهيم","I.R",{"$nulls":13},150,{"$nulls":4},22,{"$nulls":36},1,{"$nulls":4},3,{"$nulls":20},2,null,1,null,3,null,1,1.2,1,null,null,2,null,15,null,14,{"$nulls":4},1,{"$nulls":26},{"$f":"SUMPRODUCT(Planned[[#This Row],[GEN-1]:[EL-20]],TRANSPOSE(Arrangements[Unit Prices]))","v":{"v":543,"d":"$543.0"}}]
[184,313890,"31fa3ef5e48c42269986b6672ca103f4","Accept","Yes",null,null,"ناصر محمد علي جلل","Displaced","Htan",72,"هشام - إبراهيم","I.R",{"$nulls":18},72,{"$nulls":41},1.5,{"$nulls":15},0.1,{"$nulls":4},1,1,1,null,2,null,1,0.6,{"$nulls":3},2,{"$nulls":8},1,{"$nulls":17},1,null,1,null,1,{"$nulls":3},10,{"$f":"SUMPRODUCT(Planned[[#This Row],[GEN-1]:[EL-20]],TRANSPOSE(Arrangements[Unit Prices]))","v":{"v":723.9,"d":"$723.9"}}]
[185,7273,"bce78eaef3c642558c59621f3da0fbee","Accept","Yes",null,null,"بتول محمد دبوس","resident","Htan",72,"نور وعبدالهادي","I.R",{"$nulls":13},90,{"$nulls":4},18,{"$nulls":9},15,{"$nulls":4},1,{"$nulls":5},4.2,{"$nulls":34},5.45,null,0.35,{"$nulls":4},2,null,1,null,null,3,1,1.2,{"$nulls":11},1,{"$nulls":27},{"$f":"SUMPRODUCT(Planned[[#This Row],[GEN-1]:[EL-20]],TRANSPOSE(Arrangements[Unit Prices]))","v":{"v":970.7,"d":"$970.7"}}]
[186,26868,"4a319f254e814b78a20d46cbb61a594e","Accept","Yes",null,null,"سليمه عبد السلام عبد الرحيم","resident","Htan",72,"هشام + احمد","I.R",{"$nulls":5},1.2,null,null,0.3,{"$nulls":5},75,{"$nulls":3},76,{"$nulls":9},2.5,{"$nulls":22},1,{"$nulls":11},30,{"$nulls":12},0.16,{"$nulls":4},2,null,1,null,3,null,1,1.2,{"$nulls":5},15,null,null,6,{"$nulls":3},1,{"$nulls":26},{"$f":"SUMPRODUCT(Planned[[#This Row],[GEN-1]:[EL-20]],TRANSPOSE(Arrangements[Unit Prices]))","v":{"v":824.4499999999999,"d":"$824.5"}}]
[187,26987,"508fb347fc3748c18724278c400ef16d","Accept","Yes",null,null,"مريم عمر شيخ صالح","resident","Htan",72,"سراب -احمد","I.R",{"$nulls":9},0.5,{"$nulls":8},165,{"$nulls":9},8,{"$nulls":22},1,1,{"$nulls":27},1.4,{"$nulls":4},2,{"$nulls":8},10,{"$nulls":33},{"$f":"SUMPRODUCT(Planned[[#This Row],[GEN-1]:[EL-20]],TRANSPOSE(Arrangements[Unit Prices]))","v":{"v":739.5,"d":"$739.5"}}]
[188,19467,"5b6197e2a14b4fbc8fde931cddb03bf5","Accept","Yes",null,null,"لطفيه محمد عبد الحي","resident","Htan",72,"سراب-احمد","I.R",{"$nulls":13},170,{"$nulls":4},70,{"$nulls":55},2.21,null,1.03,{"$nulls":3},1.9,{"$nulls":38},1,null,1,null,1,{"$nulls":3},10,{"$f":"SUMPRODUCT(Planned[[#This Row],[GEN-1]:[EL-20]],TRANSPOSE(Arrangements[Unit Prices]))","v":{"v":711.5999999999999,"d":"$711.6"}}]
[189,267107,"78d20ede993b438ea3cab25cc0b3fa94","Accept","Yes",null,null,"محمود موفق جلب","Displaced","Htan",72,"حسام العبدالله_مهند حديد","I.R",{"$nulls":6},3.3,{"$nulls":11},70,{"$nulls":44},5,{"$nulls":17},4,3,{"$nulls":45},{"$f":"SUMPRODUCT(Planned[[#This Row],[GEN-1]:[EL-20]],TRANSPOSE(Arrangements[Unit Prices]))","v":{"v":537.9,"d":"$537.9"}}]
[190,267042,"b5833d59ba3e41ddb61545f87aac2a16","Accept","Yes",null,null,"حسين علي الفريج","Displaced","Htan",72,"حسام عبدلله .مهند حديد","I.R",{"$nulls":6},3,{"$nulls":11},136,{"$nulls":9},0.8,{"$nulls":22},1,{"$nulls":11},15,{"$nulls":12},0.3,{"$nulls":4},3,2,null,1,null,2,null,0.5,{"$nulls":5},24,{"$nulls":33},{"$f":"SUMPRODUCT(Planned[[#This Row],[GEN-1]:[EL-20]],TRANSPOSE(Arrangements[Unit Prices]))","v":{"v":886.3,"d":"$886.3"}}]
[191,26782,"e39762c4df904e2187c4f705bad3e18c","Accept","Yes",null,null,"مريم خيرو دبوس","resident","Htan",72,"هشام - ابراهيم","I.R",{"$nulls":34},1.14,23,{"$nulls":19},2,{"$nulls":4},0.2,{"$nulls":15},0.4,{"$nulls":4},1,{"$nulls":3},2,{"$nulls":6},1,{"$nulls":3},3,{"$nulls":3},1,1,{"$nulls":17},1,null,1,null,1,{"$nulls":3},10,{"$f":"SUMPRODUCT(Planned[[#This Row],[GEN-1]:[EL-20]],TRANSPOSE(Arrangements[Unit Prices]))","v":{"v":584.7,"d":"$584.7"}}]
[192,6379,"5ba0cf21be8f42b8b0c0fcceeeb26725","Accept","Yes",null,null,"جميل حسن حماش","Displaced","Htan",72,"حسام العبدلله .مهند حديد","I.R",{"$nulls":6},4.2,{"$nulls":11},148,{"$nulls":9},10,{"$nulls":22},1,{"$nulls":24},1,{"$nulls":4},4,4,null,1,null,2,null,0.5,{"$nulls":30},1,{"$nulls":3},1,{"$nulls":4},{"$f":"SUMPRODUCT(Planned[[#This Row],[GEN-1]:[EL-20]],TRANSPOSE(Arrangements[Unit Prices]))","v":{"v":1328.6,"d":"$1,328.6"}}]
[193,7581,"75d2b61cf6bf4fb29e71f58388f37605","Accept","Yes",null,null,"حسون ديب سعيد","resident","Htan",72,"سراب ناصيف_أحمد غندور","I.R",{"$nulls":7},2,{"$nulls":10},36,{"$nulls":4},8,{"$nulls":4},5,{"$nulls":45},1.45,{"$nulls":5},5.3,null,null,1,null,null,2,{"$nulls":3},1,1,null,null,14,null,null,6,{"$nulls":3},1,{"$nulls":4},1,{"$nulls":21},{"$f":"SUMPRODUCT(Planned[[#This Row],[GEN-1]:[EL-20]],TRANSPOSE(Arrangements[Unit Prices]))","v":{"v":784.8,"d":"$784.8"}}]
[194,224952,"48939d114ab14d1fb59196c442dd9ce0","Accept","Yes",null,null,"ابراهيم محمد الصطوف","Displaced","Koknaya ",313,"نور + عبدالهادي","I.R",{"$nulls":18},57,{"$nulls":7},26,{"$nulls":24},2,{"$nulls":24},0.24,{"$nulls":4},1,4,1,null,null,1,1,1.8,null,1,{"$nulls":37},{"$f":"SUMPRODUCT(Planned[[#This Row],[GEN-1]:[EL-20]],TRANSPOSE(Arrangements[Unit Prices]))","v":{"v":908.9000000000001,"d":"$908.9"}}]
[195,253056,"b65b296bfeea4dfc8aa270db1904e909","Accept","Yes",null,null,"امينة محمود الصياح","Displaced","Koknaya ",313,"نور + عبدالهادي","I.R",{"$nulls":28},7.5,{"$nulls":30},0.8,{"$nulls":6},1,{"$nulls":7},2.8,null,0.3,{"$nulls":3},3.7,2,null,1,null,1,1,1,1.2,{"$nulls":7},2,{"$nulls":31},{"$f":"SUMPRODUCT(Planned[[#This Row],[GEN-1]:[EL-20]],TRANSPOSE(Arrangements[Unit Prices]))","v":{"v":622.9000000000001,"d":"$622.9"}}]
[196,90552,"e7f051ae965b467fb5330cbd203a4675","Accept","Yes",null,null,"خدوج حسن السبيع","resident","Koknaya ",313,"نور + عبدالهادي","I.R",{"$nulls":73},8,null,null,0.25,{"$nulls":4},4,4,1,null,1,2,1,1.2,{"$nulls":15},6.25,{"$nulls":23},{"$f":"SUMPRODUCT(Planned[[#This Row],[GEN-1]:[EL-20]],TRANSPOSE(Arrangements[Unit Prices]))","v":{"v":621.4,"d":"$621.4"}}]
[197,224970,"1120a2da24674ad7bbf30cbc30403439","Accept","Yes",null,null,"عبدالله محمود الحسين","Displaced","Koknaya ",313,"نور + عبدالهادي","I.R",{"$nulls":9},0.8,{"$nulls":8},8,{"$nulls":9},9,{"$nulls":47},0.32,{"$nulls":4},2,null,1,{"$nulls":5},1,null,null,2,{"$nulls":4},2,6,{"$nulls":29},{"$f":"SUMPRODUCT(Planned[[#This Row],[GEN-1]:[EL-20]],TRANSPOSE(Arrangements[Unit Prices]))","v":{"v":349.70000000000005,"d":"$349.7"}}]
[198,90928,"214b73e901134967beea2f9106ff8b82","Accept","Yes",null,null,"محمد شعبان كمانات","resident","Koknaya ",313,"نور + عبدالهادي","I.R",{"$nulls":18},67,{"$nulls":20},6.7,{"$nulls":34},1.2,null,0.5,{"$nulls":3},3,null,null,1,null,null,1,{"$nulls":41},{"$f":"SUMPRODUCT(Planned[[#This Row],[GEN-1]:[EL-20]],TRANSPOSE(Arrangements[Unit Prices]))","v":{"v":710.6,"d":"$710.6"}}]
[199,224998,"be1c1b0aef3d494a9a1f3647c7374499","Accept","Yes",null,null,"محمود دياب رالحسين","Displaced","Koknaya ",313,"نور + عبدالهادي","I.R",{"$nulls":13},200,{"$nulls":4},35,{"$nulls":7},20,{"$nulls":24},1,2,{"$nulls":28},1,{"$nulls":3},3,null,1,1.2,{"$nulls":3},1,null,15,null,null,10,{"$nulls":3},1,{"$nulls":26},{"$f":"SUMPRODUCT(Planned[[#This Row],[GEN-1]:[EL-20]],TRANSPOSE(Arrangements[Unit Prices]))","v":{"v":742.5,"d":"$742.5"}}]
[200,91160,"c99fbb24322440938ab7b645fc42c86b","Accept","Yes",null,null,"نبيه رشيد السبيع","resident","Koknaya ",313,"نور + عبدالهادي","I.R",{"$nulls":28},9.4,{"$nulls":45},5,null,0.25,{"$nulls":3},3.7,2,null,1,null,null,2,1,1.2,{"$nulls":39},{"$f":"SUMPRODUCT(Planned[[#This Row],[GEN-1]:[EL-20]],TRANSPOSE(Arrangements[Unit Prices]))","v":{"v":744.7,"d":"$744.7"}}]
[201,174872,"4d385cd7656544b0904a2a8e0f7d6c7e","Accept","Yes",null,null,"احمد جاسم الواوي","Displaced","Koknaya ",313,"نور وعبدالهادي","I.R",{"$nulls":14},30,{"$nulls":3},185.75,{"$nulls":57},0.35,{"$nulls":4},4,3,1,null,4,null,1,1.2,{"$nulls":3},3,null,2,null,2,{"$nulls":4},1,{"$nulls":9},2,{"$nulls":3},2,{"$nulls":12},{"$f":"SUMPRODUCT(Planned[[#This Row],[GEN-1]:[EL-20]],TRANSPOSE(Arrangements[Unit Prices]))","v":{"v":1007.225,"d":"$1,007.2"}}]
[202,89950,"d6faa0d470294aba83dd32f1301399c2","Accept","Yes",null,null,"احمد عبد الجليل الاخرس","resident","Koknaya ",313,"نور وعبدالهادي","I.R",{"$nulls":18},84,{"$nulls":36},1,{"$nulls":12},8,{"$nulls":7},0.25,{"$nulls":4},3,1,null,null,2,null,1,1.2,{"$nulls":5},6,{"$nulls":33},{"$f":"SUMPRODUCT(Planned[[#This Row],[GEN-1]:[EL-20]],TRANSPOSE(Arrangements[Unit Prices]))","v":{"v":518.0799999999999,"d":"$518.1"}}]
[203,212348,"b080c24b59fb4c5691cea4ceed4eedc8","Accept","Yes",null,null,"أحمد ناصر السبيع","resident","Koknaya ",313,"بشار فرنجاري ...مهند حديد","I.R",{"$nulls":8},0.1,{"$nulls":3},500,{"$nulls":5},10,{"$nulls":62},4,4,1,null,null,1,{"$nulls":32},1,null,1,null,1,1,null,null,10,{"$f":"SUMPRODUCT(Planned[[#This Row],[GEN-1]:[EL-20]],TRANSPOSE(Arrangements[Unit Prices]))","v":{"v":1021.2,"d":"$1,021.2"}}]
[204,112077,"e68fb1e9c9ab41bb81eb15ac3b0e476d","Accept","Yes",null,null,"حسين احمد حشاش","Displaced","Koknaya ",313,"مهند حديد_بشار فرنجاري","I.R",{"$nulls":6},1.5,{"$nulls":21},4,{"$nulls":47},0.16,{"$nulls":4},4,3,1,1,null,2,null,0.5,{"$nulls":30},1,null,1,null,1,1,null,null,10,{"$f":"SUMPRODUCT(Planned[[#This Row],[GEN-1]:[EL-20]],TRANSPOSE(Arrangements[Unit Prices]))","v":{"v":885.8,"d":"$885.8"}}]
[205,210091,"9c029a7faaad4bed9275c7ccd56e5f9b","Accept","Yes",null,null,"خالد محمد العابد","Displaced","Koknaya ",313,"حسام عبد لله ...براء نبعة","I.R",{"$nulls":18},85,{"$nulls":57},0.3,{"$nulls":4},3,7,null,null,1,1,1,1.2,{"$nulls":5},12,null,null,6,{"$nulls":30},{"$f":"SUMPRODUCT(Planned[[#This Row],[GEN-1]:[EL-20]],TRANSPOSE(Arrangements[Unit Prices]))","v":{"v":735.5999999999999,"d":"$735.6"}}]
[206,283474,"f3d995ce27ea496580ecc78c953279ad","Accept","Yes",null,null,"رائد كامل الطالب","Displaced","Koknaya ",313,"بشار فرنجاري ...مهند حديد","I.R",{"$nulls":76},0.32,{"$nulls":4},3,3,1,1,null,2,null,0.5,{"$nulls":12},1,{"$nulls":26},{"$f":"SUMPRODUCT(Planned[[#This Row],[GEN-1]:[EL-20]],TRANSPOSE(Arrangements[Unit Prices]))","v":{"v":468.2,"d":"$468.2"}}]
[207,89921,"7c578e0ee92b4774af11c6b6d1c3de7c","Accept","Yes",null,null,"زكيه محمد خطيب","resident","Koknaya ",313,"نور وعبدالهادي","I.R",{"$nulls":18},76.5,{"$nulls":9},13,{"$nulls":22},1,{"$nulls":24},0.2,{"$nulls":4},1,1,1,null,null,2,1,1.2,{"$nulls":3},1,{"$nulls":8},1,{"$nulls":26},{"$f":"SUMPRODUCT(Planned[[#This Row],[GEN-1]:[EL-20]],TRANSPOSE(Arrangements[Unit Prices]))","v":{"v":754.25,"d":"$754.3"}}]
[208,187296,"ae1fdf248d3f482088d968126eb162ce","Accept","Yes",null,null,"سامر نزهات عبد الغني","Displaced","Koknaya ",313,"حسام العبد الله.   براء نبعه","I.R",{"$nulls":18},160,{"$nulls":57},0.16,{"$nulls":4},2,3,1,null,1,null,1,1.2,{"$nulls":5},18,{"$nulls":6},1,{"$nulls":26},{"$f":"SUMPRODUCT(Planned[[#This Row],[GEN-1]:[EL-20]],TRANSPOSE(Arrangements[Unit Prices]))","v":{"v":820.8,"d":"$820.8"}}]
[209,227901,"a865bfae7e594f3a8291095fffe3d73b","Accept","Yes",null,null,"ساهر صبحي الابراهيم","Displaced","Koknaya ",313,"محمد غضب ... سراب","I.R",{"$nulls":18},148,{"$nulls":55},0.25,{"$nulls":6},4,2,null,null,2,null,1,1,{"$nulls":3},2,20,null,null,2,20,{"$nulls":3},1,{"$nulls":26},{"$f":"SUMPRODUCT(Planned[[#This Row],[GEN-1]:[EL-20]],TRANSPOSE(Arrangements[Unit Prices]))","v":{"v":851.7,"d":"$851.7"}}]
[210,227450,"cd78314a081d4ba8a321db8e8ede3f90","Accept","Yes",null,null,"سمية طاهر جوهر","returnee","Koknaya ",313,"هشام - ابراهيم","I.R",{"$nulls":18},69,{"$nulls":62},3,4,1,null,2,null,null,0.6,{"$nulls":12},1,{"$nulls":26},{"$f":"SUMPRODUCT(Planned[[#This Row],[GEN-1]:[EL-20]],TRANSPOSE(Arrangements[Unit Prices]))","v":{"v":584.9,"d":"$584.9"}}]
[211,283505,"5a9ee571c7bc433aa8dee8332a879e7f","Accept","Yes",null,null,"عبد الرحمن كامل الطالب","Displaced","Koknaya ",313,"نور وعبدالهادي","I.R",{"$nulls":52},1,{"$nulls":21},4,null,0.2,{"$nulls":3},4.4,2,{"$nulls":4},1,1,1.2,{"$nulls":7},3,{"$nulls":22},2,null,1,null,1,{"$nulls":3},10,{"$f":"SUMPRODUCT(Planned[[#This Row],[GEN-1]:[EL-20]],TRANSPOSE(Arrangements[Unit Prices]))","v":{"v":957.3,"d":"$957.3"}}]
[212,217274,"b2994001eee24784bcc4af49318b38f8","Accept","Yes",null,null,"عبد الغفور محمد ديب بركات","Displaced","Koknaya ",313,"بشار فرنجاري.مهند حديد","I.R",{"$nulls":76},0.32,{"$nulls":4},3,5,1,1,null,2,null,0.5,{"$nulls":12},1,{"$nulls":26},{"$f":"SUMPRODUCT(Planned[[#This Row],[GEN-1]:[EL-20]],TRANSPOSE(Arrangements[Unit Prices]))","v":{"v":541.8,"d":"$541.8"}}]
[213,314266,"7681148612834410b71c4ca4a40909d0","Accept","Yes",null,null,"عبد الكريم حسين الحمدان","Displaced","Koknaya ",313,"حسام عبدلله ..براء نبعة","I.R",{"$nulls":6},3.5,{"$nulls":11},118,{"$nulls":32},1,{"$nulls":24},0.32,{"$nulls":4},3,3,{"$nulls":3},2,{"$nulls":7},16,{"$nulls":6},1,{"$nulls":26},{"$f":"SUMPRODUCT(Planned[[#This Row],[GEN-1]:[EL-20]],TRANSPOSE(Arrangements[Unit Prices]))","v":{"v":890.5999999999999,"d":"$890.6"}}]
[214,224975,"3f2d2d1627c3490186f82993c59a4599","Accept","Yes",null,null,"عبد الله عمر الاحمد","Displaced","Koknaya ",313,"حسام عبدلله ...براء نبعة","I.R",{"$nulls":9},0.76,{"$nulls":8},121,{"$nulls":62},4,3,{"$nulls":3},1,1,1.2,{"$nulls":5},12,null,null,6,{"$nulls":3},1,{"$nulls":26},{"$f":"SUMPRODUCT(Planned[[#This Row],[GEN-1]:[EL-20]],TRANSPOSE(Arrangements[Unit Prices]))","v":{"v":870.1999999999999,"d":"$870.2"}}]
[215,253303,"a275b874b1724b92a5874df8f84f20f8","Accept","Yes",null,null,"علي محمد السطوف","Displaced","Koknaya ",313,"هشام - ابراهيم","I.R",{"$nulls":5},0.2,{"$nulls":12},73,{"$nulls":33},2,{"$nulls":9},10,{"$nulls":18},2,{"$nulls":3},2,{"$nulls":8},10,{"$nulls":6},1,{"$nulls":26},{"$f":"SUMPRODUCT(Planned[[#This Row],[GEN-1]:[EL-20]],TRANSPOSE(Arrangements[Unit Prices]))","v":{"v":466.9,"d":"$466.9"}}]
[216,19627,"4fca2384f7ae4fc9ba361fb499843b2a","Accept","Yes",null,null,"فاطمة منصور سبيع","resident","Koknaya ",313,"مهندحديد_بشار فرنجاري","I.R",{"$nulls":76},0.2,{"$nulls":4},3,3,null,1,null,2,null,0.5,{"$nulls":12},1,{"$nulls":26},{"$f":"SUMPRODUCT(Planned[[#This Row],[GEN-1]:[EL-20]],TRANSPOSE(Arrangements[Unit Prices]))","v":{"v":438.4,"d":"$438.4"}}]
[217,224984,"cd3b384e26cc47e698a79953716068b3","Accept","Yes",null,null,"فايز شرف الدين شرف الدين","Displaced","Koknaya ",313,"حسام عبدالله_براء نبعه","I.R",{"$nulls":6},4.8,{"$nulls":11},180,{"$nulls":57},0.28,{"$nulls":4},3,3,{"$nulls":3},2,1,1.2,{"$nulls":12},1,{"$nulls":26},{"$f":"SUMPRODUCT(Planned[[#This Row],[GEN-1]:[EL-20]],TRANSPOSE(Arrangements[Unit Prices]))","v":{"v":1037.6,"d":"$1,037.6"}}]
[218,90993,"f4fc32025b9d426aa0fa3b39d48d693a","Accept","Yes",null,null,"مالك صالح سبيع","resident","Koknaya ",313,"محمد غضب ... سراب","I.R",{"$nulls":5},0.2,{"$nulls":12},197,{"$nulls":55},0.16,{"$nulls":6},4,4,null,null,4,null,1,1,1,null,null,6,20,{"$nulls":3},3,{"$nulls":3},1,{"$nulls":26},{"$f":"SUMPRODUCT(Planned[[#This Row],[GEN-1]:[EL-20]],TRANSPOSE(Arrangements[Unit Prices]))","v":{"v":1050.55,"d":"$1,050.6"}}]
[219,179343,"c209a1e34da34652b92fc76468100578","Accept","Yes",null,null,"محمد احمد السيد","Displaced","Koknaya ",313,"بشار فرنجاري...مهند حديد","I.R",{"$nulls":6},2,{"$nulls":21},4,{"$nulls":47},0.32,{"$nulls":4},4,4,1,1,null,2,null,0.15,{"$nulls":39},{"$f":"SUMPRODUCT(Planned[[#This Row],[GEN-1]:[EL-20]],TRANSPOSE(Arrangements[Unit Prices]))","v":{"v":523,"d":"$523.0"}}]
[220,291723,"6c7004cf4de040d5aff55476f32ea0a9","Accept","Yes",null,null,"محمد ثابت الدالاتي","Displaced","Koknaya ",313,"هشام - ابراهيم","I.R",{"$nulls":60},1.7,25,{"$nulls":14},0.32,{"$nulls":4},5,4,{"$nulls":18},1,{"$nulls":26},{"$f":"SUMPRODUCT(Planned[[#This Row],[GEN-1]:[EL-20]],TRANSPOSE(Arrangements[Unit Prices]))","v":{"v":512.8,"d":"$512.8"}}]
[221,253042,"4f893d48a07345c6b3eb1e12d2403da3","Accept","Yes",null,null,"محمد دياب الحسين","Displaced","Koknaya ",313,"محمد غضب ... سراب","I.R",{"$nulls":8},0.5,{"$nulls":10},172,{"$nulls":55},0.2,{"$nulls":5},3,6,1,null,5,null,1,1,{"$nulls":3},3,10,3,3,3,25,{"$nulls":3},1,{"$nulls":26},{"$f":"SUMPRODUCT(Planned[[#This Row],[GEN-1]:[EL-20]],TRANSPOSE(Arrangements[Unit Prices]))","v":{"v":967.3499999999999,"d":"$967.4"}}]
[222,91035,"fdfbb27db0f14ead9288e0edacf7800f","Accept","Yes",null,null,"محمود جمعه احمد الحجي","Displaced","Koknaya ",313,"حسام عبدالله _براء نبعه","I.R",{"$nulls":9},0.3,null,null,80,{"$nulls":5},145,{"$nulls":32},1,{"$nulls":29},3,2,{"$nulls":3},2,1,1.2,{"$nulls":5},18,{"$nulls":6},1,{"$nulls":26},{"$f":"SUMPRODUCT(Planned[[#This Row],[GEN-1]:[EL-20]],TRANSPOSE(Arrangements[Unit Prices]))","v":{"v":975.7,"d":"$975.7"}}]
[223,253041,"6fe58b9954f44f1e93fd07d837bd7a93","Accept","Yes",null,null,"محمود علي بريكي","Displaced","Koknaya ",313,"نور وعبدالهادي","I.R",{"$nulls":5},1.7,{"$nulls":3},1.1,{"$nulls":3},300,{"$nulls":4},188.5,{"$nulls":33},2,null,null,2,{"$nulls":25},1,1,null,null,2,null,1,1.2,{"$nulls":3},1,null,27,null,null,8,{"$nulls":30},{"$f":"SUMPRODUCT(Planned[[#This Row],[GEN-1]:[EL-20]],TRANSPOSE(Arrangements[Unit Prices]))","v":{"v":1082.85,"d":"$1,082.9"}}]
[224,91106,"19c8233ebce84e4d9b731fdb3a958b83","Accept","Yes",null,null,"مصطفى محمود سبيع","resident","Koknaya ",313,"بشار فرنجاري..مهند حديد","I.R",{"$nulls":6},2,{"$nulls":11},82,{"$nulls":57},0.4,{"$nulls":4},3,4,1,null,null,1,{"$nulls":41},{"$f":"SUMPRODUCT(Planned[[#This Row],[GEN-1]:[EL-20]],TRANSPOSE(Arrangements[Unit Prices]))","v":{"v":571.8,"d":"$571.8"}}]
[225,90540,"d990e46676454268bebd6122c9e0ccfe","Accept","Yes",null,null,"منال سليمان السبيع","resident","Koknaya ",313,"حسام عبدالله_براء نبعه","I.R",{"$nulls":5},1.2,2.03,{"$nulls":11},234,{"$nulls":57},0.32,{"$nulls":4},3,2,null,null,1,1,1,1.2,{"$nulls":5},18,{"$nulls":6},1,{"$nulls":26},{"$f":"SUMPRODUCT(Planned[[#This Row],[GEN-1]:[EL-20]],TRANSPOSE(Arrangements[Unit Prices]))","v":{"v":1099.5,"d":"$1,099.5"}}]
[226,28699,"8d3e018769aa4f7082504945145d700e","Accept","Yes",null,null,"منصور أحمد سبيع","resident","Koknaya ",313,"بشار فرنجاري....مهند حديد","I.R",{"$nulls":76},0.2,{"$nulls":4},4,5,1,1,null,2,null,0.5,{"$nulls":12},1,{"$nulls":21},1,{"$nulls":4},{"$f":"SUMPRODUCT(Planned[[#This Row],[GEN-1]:[EL-20]],TRANSPOSE(Arrangements[Unit Prices]))","v":{"v":722,"d":"$722.0"}}]
[227,29125,"2330b23731c5494583120cd6667dc115","Accept","Yes",null,null,"ناصر عبد الواحد سبيع","resident","Koknaya ",313,"محمدغضب ...سراب","I.R",{"$nulls":8},0.6,{"$nulls":9},147,{"$nulls":32},1,{"$nulls":22},0.25,{"$nulls":6},3,3,null,null,5,null,1,1,{"$nulls":3},3,10,null,3,null,25,{"$nulls":3},1,{"$nulls":26},{"$f":"SUMPRODUCT(Planned[[#This Row],[GEN-1]:[EL-20]],TRANSPOSE(Arrangements[Unit Prices]))","v":{"v":1045.25,"d":"$1,045.3"}}]
[228,91161,"142f33366f0142cbb41d5443bbb0f448","Accept","Yes",null,null,"نديم رشيد السبيع","resident","Koknaya ",313,"نور + عبدالهادي","I.R",{"$nulls":5},4.8,{"$nulls":12},163,{"$nulls":32},2,{"$nulls":29},2,3,{"$nulls":45},{"$f":"SUMPRODUCT(Planned[[#This Row],[GEN-1]:[EL-20]],TRANSPOSE(Arrangements[Unit Prices]))","v":{"v":1007.3,"d":"$1,007.3"}}]
[229,91079,"43d0e6f7fad748edb1359a4d2ae8962d","Accept","Yes",null,null,"هناء أحمد سبيع","resident","Koknaya ",313,"حسام عبدلله...براء نبعة","I.R",{"$nulls":18},93,{"$nulls":57},0.2,{"$nulls":4},4,5,1,null,null,2,1,1.2,{"$nulls":12},1,{"$nulls":26},{"$f":"SUMPRODUCT(Planned[[#This Row],[GEN-1]:[EL-20]],TRANSPOSE(Arrangements[Unit Prices]))","v":{"v":828.9,"d":"$828.9"}}]
[230,175088,"ce74323dcad644649b37ec9ac3be9639","Accept","Yes",null,null,"محمد عبد القادر السيد","Displaced","Koknaya ",313,"نور وعبدالهادي","I.R",9,null,null,0.35,null,1,{"$nulls":3},0.65,{"$nulls":3},400,{"$nulls":4},62.5,{"$nulls":33},1,{"$nulls":23},0.16,{"$nulls":4},2,2,1,null,6,{"$nulls":3},1,1,null,3,null,21,null,2,10,{"$nulls":3},1,null,null,6.25,{"$nulls":23},{"$f":"SUMPRODUCT(Planned[[#This Row],[GEN-1]:[EL-20]],TRANSPOSE(Arrangements[Unit Prices]))","v":{"v":1102.7,"d":"$1,102.7"}}]
[231,90294,"283fd3ba989e4a3f925c89ce5349c3dd","Accept","Yes",null,null,"ياسمين عبد الرزاق خرفان","Displaced","Koknaya ",313,"حسام عبدالله_براء نبعه","I.R",{"$nulls":9},0.5,{"$nulls":8},185,{"$nulls":32},1,{"$nulls":24},0.16,{"$nulls":4},3,3,null,null,1,2,1,1.2,{"$nulls":11},1,{"$nulls":27},{"$f":"SUMPRODUCT(Planned[[#This Row],[GEN-1]:[EL-20]],TRANSPOSE(Arrangements[Unit Prices]))","v":{"v":1015.3,"d":"$1,015.3"}}]
[232,91143,"b924841e01a742c884215bc7891622ce","Accept","Yes",null,null,"نادر عبد الواحد سبيع","resident","Koknaya ",313,"محمدغضب ... سراب","I.R",{"$nulls":18},90,{"$nulls":36},1,{"$nulls":18},0.32,{"$nulls":6},3,4,1,null,5,1,1,1,null,1,1,4,{"$nulls":3},4,25,{"$nulls":30},{"$f":"SUMPRODUCT(Planned[[#This Row],[GEN-1]:[EL-20]],TRANSPOSE(Arrangements[Unit Prices]))","v":{"v":781.85,"d":"$781.9"}}]
[233,20454,"540769fc4cf546d4aa749c43335ad5ed","Accept","yes",null,null,"كمال خميس ناصر","resident","Rabeeta",77,"شادي - ريم","I.R",0,0,0,0,0,0,1.6,0,0,0,0,0,0,50,0,0,0,0,210,0,0,0,0,0,0,0,0,0,0,0,0,0,0,0,0,0,0,0,0,0,0,0,0,0,0,0,0,0,0,0,0,0,0,0,0,0,0,0,0,0,0,0,0,0,0,0,0,0,0,0,0,0,0,0,4.2,0,0,0,0,0,0,2,4,0,0,1,0,1,0,0,0,0,0,10,0,0,0,0,0,0,0,1,0,0,0,0,0,0,0,0,0,0,0,0,0,0,0,0,0,0,0,0,0,0,0,0,0,0,{"$f":"SUMPRODUCT(Planned[[#This Row],[GEN-1]:[EL-20]],TRANSPOSE(Arrangements[Unit Prices]))","v":{"v":1161.7,"d":"$1,161.7"}}]
[234,229674,"46ceb602aea4434fbd2cd30fb1f3af30","Accept","yes",null,null,"هشام جمعة كبتول","Displaced","Rabeeta",77,"نور الخليف","I.R",0,0,0,0,0,0,0,0,0,0,0,0,0,0,0,0,0,0,0,0,0,0,0,0,0,0,0,0,5.25,0,40.16,0,0,0,0,0,0,0,0,0,0,0,0,0,0,0,0,0,0,0,0,1,0,0,0,0,0,0,0,0,0,0,0,0,0,0,0,0,0,0,0,0,0,0,0,0,0,0,0,0,0,4,0,1,0,0,0,0,0,0,0,0,0,0,0,0,0,0,0,0,0,0,0,0,0,0,0,0,0,0,0,0,0,0,0,0,0,0,0,0,0,0,0,0,0,0,0,0,{"$f":"SUMPRODUCT(Planned[[#This Row],[GEN-1]:[EL-20]],TRANSPOSE(Arrangements[Unit Prices]))","v":{"v":673.28,"d":"$673.3"}}]
[235,12747,"65e1650a8dad460abab4702f0624473c","Accept","yes",null,null,"طلال صبحي ناصر","resident","Rabeeta",77,"نور الخليف","I.R",0,0,0,0,0,0,0,0,0.231,0,0,0,0,58,0,0,0,0,254.15,0,0,0,0,0,0,0,0,0,0,0,0,0,0,0,0,0,0,0,0,0,0,0,0,0,0,0,0,0,0,0,0,1,0,0,0,0,0,0,0,0,0,0,0,0,0,0,0,0,0,0,0,0,0,0,0,0,0,0,0,0,0,4,0,1,0,1,1,1,1.2,0,0,0,0,0,22,0,0,0,0,0,0,0,0,0,0,0,0,0,0,0,0,0,0,0,0,0,0,0,0,0,0,0,0,0,0,0,0,0,{"$f":"SUMPRODUCT(Planned[[#This Row],[GEN-1]:[EL-20]],TRANSPOSE(Arrangements[Unit Prices]))","v":{"v":1089.695,"d":"$1,089.7"}}]
[236,152555,"0b292b9cee1c487e9b12a36ac3feb05b","Accept","yes",null,null,"زهير احمد معيري","Displaced","Rabeeta",77,"نور الخليف","I.R",0,0,0,0,0,0,0,0,0,0,0,0,0,0,0,0,0,0,165,0,0,0,0,0,0,0,0,0,0,0,0,0,0,0,0,0,0,0,0,0,0,0,0,0,0,0,0,0,0,0,0,1,0,0,0,0,0,0,0,0,0,0,0,0,0,0,0,0,0,0,0,0,0,0,0,0,0.54,0,0,0,0,4,3,1,0,2,0,1,1,0,0,0,0,0,16,0,6,0,0,0,0,1,0,0,0,0,0,0,0,0,0,0,0,0,0,0,0,0,0,0,0,0,0,0,0,0,0,0,{"$f":"SUMPRODUCT(Planned[[#This Row],[GEN-1]:[EL-20]],TRANSPOSE(Arrangements[Unit Prices]))","v":{"v":1054.1,"d":"$1,054.1"}}]
[237,1840,"d9200b85bc9941b19426edea772176ae","Accept","yes",null,null,"احمد زكي شحود","Displaced","Rabeeta",77,"ريم -شادي","I.R",{"$nulls":6},2,{"$nulls":11},70,{"$nulls":62},4,3,{"$nulls":18},1,{"$nulls":26},{"$f":"SUMPRODUCT(Planned[[#This Row],[GEN-1]:[EL-20]],TRANSPOSE(Arrangements[Unit Prices]))","v":{"v":591.4,"d":"$591.4"}}]
[238,295401,"bbb522ade1f944f0a41d00427aaa0be1","Accept","yes",null,null,"امجد صالح الاسماعيل","Displaced","Rabeeta",77,"ريم -شادي","I.R",{"$nulls":6},4,{"$nulls":74},4,3,{"$nulls":4},1,1,{"$nulls":12},1,{"$nulls":26},{"$f":"SUMPRODUCT(Planned[[#This Row],[GEN-1]:[EL-20]],TRANSPOSE(Arrangements[Unit Prices]))","v":{"v":590.4,"d":"$590.4"}}]
[239,259195,"e21f12353cf548e69d1561be9eb32163","Accept","yes",null,null,"طراد يوسف عبود","Displaced","Rabeeta",77,"هشام-عبد الرزاق","I.R",{"$nulls":18},259,{"$nulls":9},7,{"$nulls":52},2,4,1,null,2,1,1,1,{"$nulls":4},10,{"$nulls":7},1,{"$nulls":16},1,null,null,1,null,1,{"$nulls":4},{"$f":"SUMPRODUCT(Planned[[#This Row],[GEN-1]:[EL-20]],TRANSPOSE(Arrangements[Unit Prices]))","v":{"v":1340.3999999999999,"d":"$1,340.4"}}]
[240,279892,"a36e5c0bf1bd4a4986cb9fb91e239f59","Accept","yes",null,null,"مصطفى محمود العلي","Displaced","Rabeeta",77,"ريم -شادي","I.R",{"$nulls":18},260,{"$nulls":62},5,6,null,null,1,null,1,1,{"$nulls":4},10,{"$nulls":7},1,{"$nulls":26},{"$f":"SUMPRODUCT(Planned[[#This Row],[GEN-1]:[EL-20]],TRANSPOSE(Arrangements[Unit Prices]))","v":{"v":1231.3,"d":"$1,231.3"}}]
[241,22073,"f2b6d54d23fb4f5c8ddd576d6163aa21","Accept","yes",null,null,"محمد جمعه عبد الكريم زمار","Displaced","Rabeeta",77,"هشام وعبد الرزاق","I.R",{"$nulls":28},17.5,{"$nulls":45},4.1,null,0.35,{"$nulls":3},7.1,null,null,1,null,2,null,1,0.75,{"$nulls":12},1,{"$nulls":17},1,null,1,null,1,{"$nulls":4},{"$f":"SUMPRODUCT(Planned[[#This Row],[GEN-1]:[EL-20]],TRANSPOSE(Arrangements[Unit Prices]))","v":{"v":1127.5,"d":"$1,127.5"}}]
[242,20392,"05af67fdd3bd4c0d9962a720957c7cc6","Accept","yes",null,null,"كامل محمد الاعرج","Displaced","Rabeeta",77,"شادي-ريم","I.R",{"$nulls":70},14,{"$nulls":10},2,2,null,null,1,null,1,1,{"$nulls":4},10,{"$nulls":7},1,{"$nulls":26},{"$f":"SUMPRODUCT(Planned[[#This Row],[GEN-1]:[EL-20]],TRANSPOSE(Arrangements[Unit Prices]))","v":{"v":426.29999999999995,"d":"$426.3"}}]
[243,206094,"300e960d66eb4c0891ce207b592f162b","Accept","yes",null,null,"مصطفى محمد الرزوق","resident","Rabeeta",77,"هشام الخالد -عبد الرزاق الريمي","I.R",{"$nulls":13},80,{"$nulls":4},129,{"$nulls":57},0.32,{"$nulls":4},5,2,1,null,3,null,1,0.75,null,1,null,null,20,{"$nulls":3},10,{"$nulls":3},1,{"$nulls":26},{"$f":"SUMPRODUCT(Planned[[#This Row],[GEN-1]:[EL-20]],TRANSPOSE(Arrangements[Unit Prices]))","v":{"v":934.2,"d":"$934.2"}}]
[244,217877,"05326e535188450ba2ccc2c084d8e96c","Accept","yes",null,null,"احمد خالد الجرك","Displaced","Rabeeta",77,"هشام و عبد الرزاق","I.R",{"$nulls":5},5.1,{"$nulls":12},221,{"$nulls":9},6,{"$nulls":47},0.32,{"$nulls":4},4,3,1,null,2,null,1,0.75,null,1,null,null,20,{"$nulls":3},10,{"$nulls":3},1,{"$nulls":17},1,null,1,null,1,{"$nulls":4},{"$f":"SUMPRODUCT(Planned[[#This Row],[GEN-1]:[EL-20]],TRANSPOSE(Arrangements[Unit Prices]))","v":{"v":1580,"d":"$1,580.0"}}]
[247,12223,"a53eb396414447f2a57ac987dc3187e6","Accept","yes",null,null,"صبحي سليم ناصر","resident","Rabeeta",77,"ريم -شادي","I.R",{"$nulls":18},200,{"$nulls":32},1,{"$nulls":29},3,4,null,null,1,null,1,1,{"$nulls":4},10,{"$nulls":7},1,{"$nulls":26},{"$f":"SUMPRODUCT(Planned[[#This Row],[GEN-1]:[EL-20]],TRANSPOSE(Arrangements[Unit Prices]))","v":{"v":1064.7,"d":"$1,064.7"}}]
[248,15033,"6589fdfa44ea4ec3afb3b47c079dfd21","Accept","yes",null,null,"عبد الكريم خلف العبود","resident","Rabeeta",77,"شادي-ريم","I.R",{"$nulls":18},160,{"$nulls":32},1,{"$nulls":29},4,5,{"$nulls":4},1,1,{"$nulls":12},1,{"$nulls":26},{"$f":"SUMPRODUCT(Planned[[#This Row],[GEN-1]:[EL-20]],TRANSPOSE(Arrangements[Unit Prices]))","v":{"v":1037,"d":"$1,037.0"}}]
[249,259029,"95cb3ba3cce64e36994555518099aa03","Accept","yes",null,null,"خالد احمد شيخ محمد","Displaced","Rabeeta",77,"هشام و نور","I.R",{"$nulls":18},125,{"$nulls":57},0.25,{"$nulls":4},1,2,1,null,1,{"$nulls":42},{"$f":"SUMPRODUCT(Planned[[#This Row],[GEN-1]:[EL-20]],TRANSPOSE(Arrangements[Unit Prices]))","v":{"v":441.1,"d":"$441.1"}}]
[250,29162,"a6c0752fb66e45278204e84266b8b676","Accept","yes",null,null,"وفاء جمال ناصر","resident","Rabeeta",77,"هشام -عبد الرزاق","I.R",{"$nulls":5},2.95,{"$nulls":6},170,{"$nulls":5},145,{"$nulls":9},15,{"$nulls":22},1,{"$nulls":24},0.32,{"$nulls":4},3,5,1,null,2,2,1,0.79,null,null,2,{"$nulls":36},{"$f":"SUMPRODUCT(Planned[[#This Row],[GEN-1]:[EL-20]],TRANSPOSE(Arrangements[Unit Prices]))","v":{"v":1252.7999999999997,"d":"$1,252.8"}}]
[251,22308,"6f778d4c94d1439ab85b43b6e51c9c13","Accept","yes",null,null,"محمد حسن ناصر","resident","Rabeeta",77,"هشام - نور","I.R",{"$nulls":81},5,8,1,{"$nulls":17},1,{"$nulls":26},{"$f":"SUMPRODUCT(Planned[[#This Row],[GEN-1]:[EL-20]],TRANSPOSE(Arrangements[Unit Prices]))","v":{"v":619.4,"d":"$619.4"}}]
[252,259677,"535257ef816a4a9898add89ae25cda97","Accept","yes",null,null,"محمد صايل احمد حماميش","Displaced","Rabeeta",77,"ريم . شادي","I.R",{"$nulls":18},160,{"$nulls":32},1,{"$nulls":29},4,3,null,null,1,null,1,1,{"$nulls":4},10,{"$nulls":7},1,{"$nulls":26},{"$f":"SUMPRODUCT(Planned[[#This Row],[GEN-1]:[EL-20]],TRANSPOSE(Arrangements[Unit Prices]))","v":{"v":975.9,"d":"$975.9"}}]
[254,10681,"89680d796a3a48f0bfd0f9ccf0261129","Accept","yes",null,null,"زهرة زكي خمو","resident","Rabeeta",77,"ريم و شادي","I.R",{"$nulls":6},4.5,{"$nulls":6},100,{"$nulls":4},10,{"$nulls":62},2,4,null,null,3,null,1,1,{"$nulls":4},30,{"$nulls":7},1,{"$nulls":26},{"$f":"SUMPRODUCT(Planned[[#This Row],[GEN-1]:[EL-20]],TRANSPOSE(Arrangements[Unit Prices]))","v":{"v":664.7,"d":"$664.7"}}]
[255,186693,"0a3605404c1641a5a35633c0162a5065","Accept","yes",null,null,"احمد علي الهليل","Displaced","Rabeeta",77,"ريم -شادي","I.R",{"$nulls":51},1,{"$nulls":29},5,4,null,null,1,null,1,1,{"$nulls":4},15,{"$nulls":7},1,{"$nulls":26},{"$f":"SUMPRODUCT(Planned[[#This Row],[GEN-1]:[EL-20]],TRANSPOSE(Arrangements[Unit Prices]))","v":{"v":688.45,"d":"$688.5"}}]
[256,149779,"58f5463dc35b47a1be6b35ea4aa74089","Accept","yes",null,null,"محمود عدنان حسون","Displaced","Rabeeta",77,"ريم .شادي","I.R",{"$nulls":6},2.4,{"$nulls":5},200,{"$nulls":5},130,{"$nulls":62},2,2,null,null,1,null,1,1,{"$nulls":12},1,{"$nulls":17},1,{"$nulls":3},1,{"$nulls":4},{"$f":"SUMPRODUCT(Planned[[#This Row],[GEN-1]:[EL-20]],TRANSPOSE(Arrangements[Unit Prices]))","v":{"v":1033.6,"d":"$1,033.6"}}]
[257,63964,"b594cfb7550546b38d88a9f4db2afb05","Accept","yes",null,null,"عبد المعين فواز الابراهيم","Displaced","Rabeeta",77,"هشام الخالد- عبد الرزاق الريمي","I.R",{"$nulls":5},4,{"$nulls":7},110,{"$nulls":4},215,{"$nulls":9},12,{"$nulls":22},1,{"$nulls":11},25,null,null,1,{"$nulls":9},0.32,{"$nulls":4},5,5,null,null,4,null,1,1,{"$nulls":4},20,{"$nulls":3},23,{"$nulls":3},1,{"$nulls":26},{"$f":"SUMPRODUCT(Planned[[#This Row],[GEN-1]:[EL-20]],TRANSPOSE(Arrangements[Unit Prices]))","v":{"v":1637.25,"d":"$1,637.3"}}]
[259,22938,"7eb3878c450046aeacc3899a30df4cfa","Accept","yes",null,null,"رمضان محمد ابراهيم","resident","Radwa",78,"سراب ... عمر","I.R",{"$nulls":19},80,{"$nulls":8},4,{"$nulls":22},1,{"$nulls":22},0.24,{"$nulls":6},2,1,{"$nulls":9},2,null,10,null,2,{"$nulls":31},{"$f":"SUMPRODUCT(Planned[[#This Row],[GEN-1]:[EL-20]],TRANSPOSE(Arrangements[Unit Prices]))","v":{"v":421,"d":"$421.0"}}]
[260,249198,"7885eb11186048a189c1615801a3e2d3","Accept","yes",null,null,"عمار نوري عثمان","Displaced","Radwa",78,"هشام - ابراهيم","I.R",{"$nulls":5},1.25,{"$nulls":12},106,{"$nulls":32},1,{"$nulls":29},4,8,1,null,1,2,1,1.2,{"$nulls":12},1,{"$nulls":26},{"$f":"SUMPRODUCT(Planned[[#This Row],[GEN-1]:[EL-20]],TRANSPOSE(Arrangements[Unit Prices]))","v":{"v":1141.1999999999998,"d":"$1,141.2"}}]
[261,6339,"897b4d953c8142f4a8599ca28854e041","Accept","yes",null,null,"جمعه عبد القادر صالح","resident","Radwa",78,"سراب .. عمر","I.R",{"$nulls":56},1,{"$nulls":17},1.2,{"$nulls":6},5,5,1,null,2,1,1,1,{"$nulls":3},2,null,10,null,2,10,{"$nulls":30},{"$f":"SUMPRODUCT(Planned[[#This Row],[GEN-1]:[EL-20]],TRANSPOSE(Arrangements[Unit Prices]))","v":{"v":641.7,"d":"$641.7"}}]
[262,26922,"01a63bec9b9a4e1f82f2458f3765d8ea","Accept","yes",null,null,"مروان رجب عبد الحي","resident","Radwa",78,"سراب ... عمر","I.R",{"$nulls":8},0.2,{"$nulls":9},15,{"$nulls":9},2.5,{"$nulls":31},0.25,{"$nulls":13},0.8,{"$nulls":6},2,3,null,null,1,1,{"$nulls":5},2,null,10,null,2,{"$nulls":31},{"$f":"SUMPRODUCT(Planned[[#This Row],[GEN-1]:[EL-20]],TRANSPOSE(Arrangements[Unit Prices]))","v":{"v":340.34999999999997,"d":"$340.4"}}]
[263,131891,"73265c612c884f9b853dfd78226eb1a5","Accept","yes",null,null,"احمد محمد الفارس","Displaced","Radwa",78,"سامر منصور و سراب ناصيف","I.R",{"$nulls":5},0.4,null,null,0.1,{"$nulls":9},264,{"$nulls":9},12,{"$nulls":26},1,{"$nulls":10},1,{"$nulls":7},0.32,{"$nulls":6},4,4,{"$nulls":4},1,{"$nulls":4},3,null,10,null,3,20,{"$nulls":3},1,{"$nulls":26},{"$f":"SUMPRODUCT(Planned[[#This Row],[GEN-1]:[EL-20]],TRANSPOSE(Arrangements[Unit Prices]))","v":{"v":1286.1999999999998,"d":"$1,286.2"}}]
[264,222937,"a59c1b78efd146d086c444cb56ecfa1c","Accept","yes",null,null,"ابراهيم عبد الوهاب حاج فارس","resident","Radwa",78,"هشام - ابراهيم","I.R",{"$nulls":18},11,{"$nulls":9},1.75,{"$nulls":52},1,5,null,null,1,{"$nulls":3},1,{"$nulls":10},1,{"$nulls":17},1,null,null,1,null,1,{"$nulls":3},10,{"$f":"SUMPRODUCT(Planned[[#This Row],[GEN-1]:[EL-20]],TRANSPOSE(Arrangements[Unit Prices]))","v":{"v":550.3,"d":"$550.3"}}]
[265,313290,"f0aeae3c792f47da84a00cf21b4fa568","Accept","yes",null,null,"انس خالد رحمون","Displaced","Radwa",78,"هشام-ابراهيم","I.R",{"$nulls":5},0.5,{"$nulls":7},40,{"$nulls":4},153,{"$nulls":62},3,4,null,null,2,null,1,1.2,1,{"$nulls":4},10,null,null,10,{"$nulls":30},{"$f":"SUMPRODUCT(Planned[[#This Row],[GEN-1]:[EL-20]],TRANSPOSE(Arrangements[Unit Prices]))","v":{"v":826.4,"d":"$826.4"}}]
[266,14728,"8d8a77780e5c4f81bb4ebcc97112dfb7","Accept","yes",null,null,"عبد القادر عارف صالح","resident","Radwa",78,"هشام - ابراهيم","I.R",{"$nulls":5},1.12,{"$nulls":7},100,{"$nulls":4},36,{"$nulls":62},4,4,1,null,2,2,1,1.2,{"$nulls":5},15,null,null,15,{"$nulls":3},1,{"$nulls":26},{"$f":"SUMPRODUCT(Planned[[#This Row],[GEN-1]:[EL-20]],TRANSPOSE(Arrangements[Unit Prices]))","v":{"v":791.05,"d":"$791.1"}}]
[267,216956,"698e571cb3bf4ba7a82851a065c0293f","Accept","yes",null,null,"زهير عبد القادر ابراهيم","Displaced","Radwa",78,"سامر منصور و سراب ناصيف","I.R",{"$nulls":5},1.3,{"$nulls":7},60,{"$nulls":4},28,{"$nulls":9},4,{"$nulls":22},1,{"$nulls":3},1,{"$nulls":18},0.16,{"$nulls":6},3,1,1,null,2,1,{"$nulls":3},1,1,3,null,10,null,3,25,{"$nulls":3},1,{"$nulls":26},{"$f":"SUMPRODUCT(Planned[[#This Row],[GEN-1]:[EL-20]],TRANSPOSE(Arrangements[Unit Prices]))","v":{"v":747.45,"d":"$747.5"}}]
[268,229335,"59c0718f0c62454cae71a003357f3fe8","Accept","yes",null,null,"عدنان احمد الحبيب","Displaced","Radwa",78,"هشام + ابراهيم","I.R",{"$nulls":5},1.5,{"$nulls":7},205,{"$nulls":4},18,{"$nulls":62},2,3,null,null,1,1,1,0.6,1,{"$nulls":4},10,null,null,5,{"$nulls":3},1,{"$nulls":26},{"$f":"SUMPRODUCT(Planned[[#This Row],[GEN-1]:[EL-20]],TRANSPOSE(Arrangements[Unit Prices]))","v":{"v":625.65,"d":"$625.7"}}]
[269,17944,"cad49863db6f415faed265725af57c7a","Accept","yes",null,null,"علي مصطفى حاج حسين","resident","Radwa",78,"هشام + ابراهيم","I.R",{"$nulls":18},18,{"$nulls":9},4,{"$nulls":52},1,3,null,null,3,null,null,0.6,null,1,1,null,3,{"$nulls":7},1,{"$nulls":26},{"$f":"SUMPRODUCT(Planned[[#This Row],[GEN-1]:[EL-20]],TRANSPOSE(Arrangements[Unit Prices]))","v":{"v":421.55,"d":"$421.6"}}]
[270,30125,"c44be3861dd54fb3a9bf785b21758301","Accept","yes",null,null,"ملك محمد خورشيد","resident","Radwa",78,"هشام - إبراهيم","I.R",{"$nulls":12},150,{"$nulls":38},1,{"$nulls":22},1.8,{"$nulls":6},1,null,1,null,2,2,null,1.2,null,null,1,1,{"$nulls":26},1,null,1,null,1,{"$nulls":3},10,{"$f":"SUMPRODUCT(Planned[[#This Row],[GEN-1]:[EL-20]],TRANSPOSE(Arrangements[Unit Prices]))","v":{"v":683.5,"d":"$683.5"}}]
[271,19048,"bbe3d39582b8447a86ca511da9540b60","Accept","yes",null,null,"غاده محمد عطا خورشيد","resident","Radwa",78,"هشام + ابراهيم","I.R",{"$nulls":5},3.3,{"$nulls":68},5.38,{"$nulls":5},7.18,1,1,{"$nulls":3},1,1,1.2,{"$nulls":12},1,{"$nulls":26},{"$f":"SUMPRODUCT(Planned[[#This Row],[GEN-1]:[EL-20]],TRANSPOSE(Arrangements[Unit Prices]))","v":{"v":1023.8999999999999,"d":"$1,023.9"}}]
[272,24276,"8d0f2ebc0a99476dbba4742f7eb6165b","Accept","yes",null,null,"محمد عطا عبد السلام خورشيد","resident","Radwa",78,"هشام - ابراهيم","I.R",{"$nulls":5},0.2,{"$nulls":62},8,1,3,{"$nulls":3},1.8,{"$nulls":6},2,2,1,null,1,null,null,1.2,null,1,{"$nulls":10},1,{"$nulls":17},1,null,1,null,1,{"$nulls":3},10,{"$f":"SUMPRODUCT(Planned[[#This Row],[GEN-1]:[EL-20]],TRANSPOSE(Arrangements[Unit Prices]))","v":{"v":762.5799999999999,"d":"$762.6"}}]
[273,283144,"0d20e8e2d6d54f80b261635202464d8e","Accept","yes",null,null,"جهاد ابراهيم العثمان","Displaced","Radwa",78,"هشام -ابراهيم","I.R",{"$nulls":18},170,{"$nulls":49},10,{"$nulls":5},0,{"$nulls":5},0,4,6,1,null,1,2,null,1.2,{"$nulls":3},1,{"$nulls":8},1,{"$nulls":26},{"$f":"SUMPRODUCT(Planned[[#This Row],[GEN-1]:[EL-20]],TRANSPOSE(Arrangements[Unit Prices]))","v":{"v":1003.8999999999999,"d":"$1,003.9"}}]
[274,313330,"236d6ae5839842a9bda009d80cd2aa59","Accept","yes",null,null,"منى خالد شرهان","Displaced","Radwa",78,"هشام -ابراهيم","I.R",{"$nulls":13},85,{"$nulls":4},95,{"$nulls":62},2,1,null,null,2,2,1,1.2,null,null,1,null,null,3,null,null,10,{"$nulls":21},1,null,1,null,1,{"$nulls":3},10,{"$f":"SUMPRODUCT(Planned[[#This Row],[GEN-1]:[EL-20]],TRANSPOSE(Arrangements[Unit Prices]))","v":{"v":783,"d":"$783.0"}}]
[275,6368,"462b7ca19bed4b578574e0bb9615019a","Accept","yes",null,null,"جميل احمد عبد الحي","resident","Radwa",78,"هشام - إبراهيم","I.R",{"$nulls":5},1.81,{"$nulls":5},0.11,{"$nulls":6},95,{"$nulls":32},1,{"$nulls":16},8,1,{"$nulls":11},1,1,{"$nulls":7},1,{"$nulls":28},1,null,1,null,1,{"$nulls":3},10,{"$f":"SUMPRODUCT(Planned[[#This Row],[GEN-1]:[EL-20]],TRANSPOSE(Arrangements[Unit Prices]))","v":{"v":814.9799999999999,"d":"$815.0"}}]
[276,283800,"a13375f139a74ef1b509c0be89deb453","Accept","yes",null,null,"محمد ملاش الجاسم","Displaced","Radwa",78,"هشام + ابراهيم","I.R",{"$nulls":18},133,{"$nulls":32},1,{"$nulls":18},34,{"$nulls":10},3,4,1,null,4,null,1,{"$nulls":6},10,null,null,4,{"$nulls":3},1,{"$nulls":26},{"$f":"SUMPRODUCT(Planned[[#This Row],[GEN-1]:[EL-20]],TRANSPOSE(Arrangements[Unit Prices]))","v":{"v":1066.3,"d":"$1,066.3"}}]
[277,175451,"99a69a3182f24ee599acf07ed541c864","Accept","yes",null,null,"ميسر علي المحمد الهليل","Displaced","Radwa",78,"سراب ناصيف و سامر منصور","C.A",{"$nulls":18},236,{"$nulls":9},9,{"$nulls":26},1,{"$nulls":18},0.24,{"$nulls":6},1,6,1,null,1,1,1,{"$nulls":4},2,null,10,null,2,15,{"$nulls":3},1,{"$nulls":26},{"$f":"SUMPRODUCT(Planned[[#This Row],[GEN-1]:[EL-20]],TRANSPOSE(Arrangements[Unit Prices]))","v":{"v":1150.05,"d":"$1,150.1"}}]
[278,249209,"70d8edbee4d14496bf6c080c52ce24ac","Accept","yes",null,null,"نوري ابراهيم عثمان","Displaced","Radwa",78,"سراب .. عمر","I.R",{"$nulls":28},4,{"$nulls":52},4,5,null,null,2,1,{"$nulls":3},1,1,2,null,10,null,2,15,{"$nulls":30},{"$f":"SUMPRODUCT(Planned[[#This Row],[GEN-1]:[EL-20]],TRANSPOSE(Arrangements[Unit Prices]))","v":{"v":498.95,"d":"$499.0"}}]
[279,160146,"d6cdd6fa1621429d98defecde3ca780b","Accept","yes",null,null,"يوسف خالد السفراني","Displaced","Radwa",78,"هشام +ابراهيم","I.R",{"$nulls":5},3,{"$nulls":12},200,{"$nulls":32},1,{"$nulls":22},0,0.2,0.22,{"$nulls":3},0,3,5,1,null,1,1,1,1.2,{"$nulls":12},1,{"$nulls":26},{"$f":"SUMPRODUCT(Planned[[#This Row],[GEN-1]:[EL-20]],TRANSPOSE(Arrangements[Unit Prices]))","v":{"v":1277.8,"d":"$1,277.8"}}]
[280,256517,"492e94990c834674a0bd8a2960f93622","Accept","yes",null,null,"صالح محمد فارس","Displaced","Radwa",78,"سامر منصور و سراب ناصيف","I.R",{"$nulls":5},1.8,{"$nulls":12},85,{"$nulls":9},35,{"$nulls":45},0.4,{"$nulls":6},3,4,1,null,1,null,1,null,null,1,1,2,null,10,null,2,15,{"$nulls":3},1,{"$nulls":26},{"$f":"SUMPRODUCT(Planned[[#This Row],[GEN-1]:[EL-20]],TRANSPOSE(Arrangements[Unit Prices]))","v":{"v":1122.65,"d":"$1,122.7"}}]
[281,249199,"12567fdb81864e44843ef4055deafe8f","Accept","yes",null,null,"حمدو اسعد العثمان","Displaced","Radwa",78,"هشام + ابراهيم","I.R",{"$nulls":59},0.72,{"$nulls":14},2.07,{"$nulls":6},1,1,null,null,1,null,1,1.2,{"$nulls":12},1,{"$nulls":17},1,null,1,null,1,{"$nulls":3},10,{"$f":"SUMPRODUCT(Planned[[#This Row],[GEN-1]:[EL-20]],TRANSPOSE(Arrangements[Unit Prices]))","v":{"v":638.1800000000001,"d":"$638.2"}}]
[283,8929,"26e69375443d41e7bdce94b1dd709285","Accept","yes",null,null,"خالد محمد الجشعم الشمري","Displaced","Radwa",78,"سراب .. عمر","I.R",{"$nulls":19},155,{"$nulls":8},4,{"$nulls":22},1,{"$nulls":8},0.8,{"$nulls":13},0.8,{"$nulls":6},2,2,null,null,2,null,null,1,null,1,1,{"$nulls":36},{"$f":"SUMPRODUCT(Planned[[#This Row],[GEN-1]:[EL-20]],TRANSPOSE(Arrangements[Unit Prices]))","v":{"v":696.8000000000001,"d":"$696.8"}}]
[284,181658,"57b7e2f2c71f423ab3c9379b58e9d265","Accept","yes",null,null,"يحيى ملاش الجاسم","Displaced","Radwa",78,"هشام -ابراهيم","I.R",{"$nulls":13},240,{"$nulls":4},3,{"$nulls":32},1,{"$nulls":29},2,1,1,null,3,3,1,1.2,null,null,1,{"$nulls":5},8,{"$nulls":3},1,{"$nulls":26},{"$f":"SUMPRODUCT(Planned[[#This Row],[GEN-1]:[EL-20]],TRANSPOSE(Arrangements[Unit Prices]))","v":{"v":658,"d":"$658.0"}}]
[285,313321,"a01fc250036d4937bf8b7974fb2a549c","Accept","yes",null,null,"محمد حميد السليمان","Displaced","Radwa",78,"سراب ... عمر","I.R",{"$nulls":18},181,{"$nulls":9},12,{"$nulls":22},1,{"$nulls":29},5,3,1,null,3,1,1,1,1,null,1,2,null,10,null,3,25,{"$nulls":3},1,{"$nulls":26},{"$f":"SUMPRODUCT(Planned[[#This Row],[GEN-1]:[EL-20]],TRANSPOSE(Arrangements[Unit Prices]))","v":{"v":1289.2499999999998,"d":"$1,289.3"}}]
[286,99243,"833bf80ff98e400b975f5c4cb1f498fa","Accept","yes",null,null,"خالد احمد الشحاده","Displaced","Radwa",78,"سامر منصور و سراب ناصيف","I.R",{"$nulls":5},0.15,{"$nulls":7},2,{"$nulls":4},249,{"$nulls":9},8,{"$nulls":22},1,{"$nulls":22},0.5,{"$nulls":6},3,7,{"$nulls":4},1,{"$nulls":4},2,null,10,null,2,15,{"$nulls":3},1,{"$nulls":26},{"$f":"SUMPRODUCT(Planned[[#This Row],[GEN-1]:[EL-20]],TRANSPOSE(Arrangements[Unit Prices]))","v":{"v":1372.59,"d":"$1,372.6"}}]
[287,296522,"5d86708ccb8e41ba90d4cf832d55cb6c","Accept","Yes",null,null,"ابراهيم قاسم علوش","Displaced","Sardin",80,"نور + عبدالهادي","I.R",0,0,0,0,0,0,0,0,0,0,0,0,0,0,0,0,0,5,0,0,0,0,0,0,0,0,0,0,17.2,0,0,0,0,0,null,null,0,0,0,0,0,0,0,0,0,0,0,0,0,0,0,0,0,0,0,0,0,0,0,0,0,0,0,0,0,0,0,0,0,0,0,0,0,0,1.9,0,0.2,0,1.3,3,3.85,1,0,1,0,2,2,1,1.2,0,0,0,0,0,4,0,2,0,0,0,0,1,0,0,0,0,0,0,0,0,0,0,0,0,0,0,0,0,0,0,0,0,0,0,0,0,0,0,{"$f":"SUMPRODUCT(Planned[[#This Row],[GEN-1]:[EL-20]],TRANSPOSE(Arrangements[Unit Prices]))","v":{"v":809.0500000000001,"d":"$809.1"}}]
[288,152060,"c33f563509cb4f20b20f5b9beb1a32f1","Accept","Yes",null,null,"احمد ابراهيم الدغيم","Displaced","Sardin",80,"نور + عبدالهادي","I.R",0,0,0,0,0,0.8,0,0,0,1,0,0,0,180,0,0,0,0,43,0,0,0,0,0,0,0,20,0,0,0,0,0,0,0,null,null,0,0,0,0,0,0,0,0,0,0,0,0,0,0,0,0,0,0,0,1,0,1,0,3.5,0,0,0,25,0,0,0,0,0,0,0,0,0,0,0,0.5,0.16,0,0,0,0,2,1,1,0,3,0,1,1.2,0,0,0,2,0,10,0,2,9,0,0,0,1,0,0,0,0,0,0,0,0,0,0,0,0,0,0,0,0,0,0,0,0,0,0,0,0,0,0,{"$f":"SUMPRODUCT(Planned[[#This Row],[GEN-1]:[EL-20]],TRANSPOSE(Arrangements[Unit Prices]))","v":{"v":898.65,"d":"$898.7"}}]
[289,257115,"4d76f581cfa64e59a9260694d6532551","Accept","Yes",null,null,"حسين نجيب الاطرش","Displaced","Sardin",80,"نور + عبدالهادي","I.R",0,0,0,0,0,0,0,0,0,0,0,0,0,0,0,0,0,0,0,0,0,0,0,0,0,0,0,0,20,47.5,0,0,0,0,null,null,0,0,0,0,0,0,0,0,0,0,0,0,0,0,0,0,0,0,0,0,0,0,0,0,0,0,0,20,0,0,0,0,0,0,0,0,0,0,0,0,0.35,0,0,0,0,4,6,1,0,0,1,1,1.2,0,0,0,0,0,0,0,0,0,0,0,0,0,0,0,0,0,0,0,0,0,0,0,0,0,0,0,0,0,0,0,0,0,0,0,0,0,0,0,{"$f":"SUMPRODUCT(Planned[[#This Row],[GEN-1]:[EL-20]],TRANSPOSE(Arrangements[Unit Prices]))","v":{"v":970.3,"d":"$970.3"}}]
[290,283359,"211c7feb889b4792b24305c123d94588","Accept","Yes",null,null,"محمد فرحان الجمعة","Displaced","Sardin",80,"نور + عبدالهادي","I.R",0,0,0,0,0,1.6,0,0,0,0,0,0,0,0,0,0,0,0,224.5,0,0,0,0,0,0,0,0,0,0,0,0,0,0,0,null,null,0,0,0,0,0,0,0,0,0,0,0,0,0,0,0,0,0,0,0,0,0,0,0,0,0,0,0,0,0,0,0,0,0,0,0,0,0,10,0,0,0.32,0,0,0,0,4,6,1,0,3,0,1,1.2,0,0,0,3,0,11,0,2,9,0,0,0,0,0,0,0,0,0,0,0,0,0,0,0,0,0,0,0,0,0,0,0,0,0,0,0,0,0,0,{"$f":"SUMPRODUCT(Planned[[#This Row],[GEN-1]:[EL-20]],TRANSPOSE(Arrangements[Unit Prices]))","v":{"v":1169.3999999999999,"d":"$1,169.4"}}]
[291,302363,"f1f4986d272a4e37be262dad5dc487b7","Accept","Yes",null,null,"عبد المجيد رجب عقدي","Displaced","Sardin",80,"عارف قرمو","I.R",{"$nulls":18},230,{"$nulls":62},3,3,1,null,2,null,1,1,{"$nulls":4},10,{"$nulls":7},1,{"$nulls":26},{"$f":"SUMPRODUCT(Planned[[#This Row],[GEN-1]:[EL-20]],TRANSPOSE(Arrangements[Unit Prices]))","v":{"v":1001.9,"d":"$1,001.9"}}]
[292,21483,"e63980b1e7ce41f892474b7b82f0b927","Accept","Yes",null,null,"محمد احمد ذكور","resident","Sardin",80,"عارف قرمو","I.R",{"$nulls":6},2,{"$nulls":11},60,{"$nulls":32},1,{"$nulls":29},5,2,{"$nulls":18},1,{"$nulls":17},1,{"$nulls":3},1,{"$nulls":3},15,{"$f":"SUMPRODUCT(Planned[[#This Row],[GEN-1]:[EL-20]],TRANSPOSE(Arrangements[Unit Prices]))","v":{"v":933.6,"d":"$933.6"}}]
[293,320570,"4b4870cafbee4c9b86ba48f59486ff8f","Accept","Yes",null,null,"كامل جاسم النجار","Displaced","Sardin",80,"عارف قرمو","I.R",{"$nulls":6},4,{"$nulls":11},200,{"$nulls":62},3,3,{"$nulls":4},1,1,{"$nulls":12},1,{"$nulls":17},1,{"$nulls":3},1,{"$nulls":3},15,{"$f":"SUMPRODUCT(Planned[[#This Row],[GEN-1]:[EL-20]],TRANSPOSE(Arrangements[Unit Prices]))","v":{"v":1247.4,"d":"$1,247.4"}}]
[294,23734,"f51e92b9020246f48429160fe2ce1ca0","Accept","Yes",null,null,"محمد عبد الصمد حسين","resident","Sardin",80,"احمد ارمنازي","I.R",{"$nulls":9},2,null,null,90,{"$nulls":5},85,{"$nulls":62},2,1,null,null,2,null,1,1,{"$nulls":4},15,{"$nulls":7},1,{"$nulls":26},{"$f":"SUMPRODUCT(Planned[[#This Row],[GEN-1]:[EL-20]],TRANSPOSE(Arrangements[Unit Prices]))","v":{"v":775.8499999999999,"d":"$775.9"}}]
[295,25631,"4fd65f1985e94e7bb0f2ccd569e5f0c8","Accept","Yes",null,null,"محمد نجيب الشيخ علي","resident","Sardin",80,"احمد ارمنازي","I.R",{"$nulls":6},6.6,{"$nulls":11},110,{"$nulls":62},2,2,null,null,3,null,1,1,null,null,1,null,10,{"$nulls":7},1,{"$nulls":26},{"$f":"SUMPRODUCT(Planned[[#This Row],[GEN-1]:[EL-20]],TRANSPOSE(Arrangements[Unit Prices]))","v":{"v":828.6,"d":"$828.6"}}]
[296,224293,"c37d152c2d174c389ef5d983580b8646","Accept","Yes",null,null,"محمد علي نايف المصطفى","Displaced","Sardin",80,"حسام عبدالله_براء نبعة","I.R",6,{"$nulls":7},0.5,0.2,{"$nulls":5},12,null,null,30,{"$nulls":9},4,{"$nulls":47},0.2,{"$nulls":4},2,3,null,null,3,null,1,1,{"$nulls":5},20,null,null,10,{"$nulls":3},1,{"$nulls":26},{"$f":"SUMPRODUCT(Planned[[#This Row],[GEN-1]:[EL-20]],TRANSPOSE(Arrangements[Unit Prices]))","v":{"v":730.9,"d":"$730.9"}}]
[297,4291,"396f11a2f6f640b18308807c53104500","Accept","Yes",null,null,"وطفة محمد ديب قدور","resident","Sardin",80,"احمد ارمنازي","I.R",{"$nulls":18},175,{"$nulls":32},1,{"$nulls":29},1,2,{"$nulls":7},1,{"$nulls":9},1,{"$nulls":27},{"$f":"SUMPRODUCT(Planned[[#This Row],[GEN-1]:[EL-20]],TRANSPOSE(Arrangements[Unit Prices]))","v":{"v":731.1,"d":"$731.1"}}]
[298,28068,"0fb8ea2f45894ee6b89885f694ae9606","Accept","Yes",null,null,"سمر عبدالصمد حسين","resident","Sardin",80,"احمد ارمنازي","I.R",{"$nulls":6},1.4,{"$nulls":5},80,{"$nulls":5},90,{"$nulls":32},1,{"$nulls":29},1,1,null,null,1,null,1,1,{"$nulls":4},10,{"$nulls":7},1,{"$nulls":26},{"$f":"SUMPRODUCT(Planned[[#This Row],[GEN-1]:[EL-20]],TRANSPOSE(Arrangements[Unit Prices]))","v":{"v":700.9,"d":"$700.9"}}]
[299,304486,"6269e1b1300d48b38b8d15b094308274","Accept","Yes",null,null,"نبيهه احمد عبد الرزاق","resident","Sardin",80,"احمد ارمنازي","I.R",{"$nulls":18},20,{"$nulls":63},2,{"$nulls":4},1,0.5,{"$nulls":4},5,{"$nulls":7},1,{"$nulls":14},1,null,null,1,{"$nulls":3},1,{"$nulls":3},10,{"$f":"SUMPRODUCT(Planned[[#This Row],[GEN-1]:[EL-20]],TRANSPOSE(Arrangements[Unit Prices]))","v":{"v":532.35,"d":"$532.4"}}]
[300,257132,"b10b8a05f01c4001b0184d4bfee605c3","Accept","Yes",null,null,"محمد علي خالد المصطفى","Displaced","Sardin",80,"عارف قرمو","I.R",{"$nulls":18},150,{"$nulls":62},3,2,null,null,2,null,1,1,{"$nulls":12},1,{"$nulls":26},{"$f":"SUMPRODUCT(Planned[[#This Row],[GEN-1]:[EL-20]],TRANSPOSE(Arrangements[Unit Prices]))","v":{"v":748.6,"d":"$748.6"}}]
[301,7871,"b32a94222c7c4961844d229b4e5481bd","Accept","Yes",null,null,"حسين فخر الدين خيرو","resident","Sardin",80,"عارف قرمو","I.R",{"$nulls":9},1,{"$nulls":8},50,{"$nulls":32},1,{"$nulls":29},2,3,null,null,1,null,1,1,{"$nulls":12},1,{"$nulls":17},1,{"$nulls":3},1,{"$nulls":3},15,{"$f":"SUMPRODUCT(Planned[[#This Row],[GEN-1]:[EL-20]],TRANSPOSE(Arrangements[Unit Prices]))","v":{"v":972.4,"d":"$972.4"}}]
[302,10031,"0718a4e0d6ad4f14bd2e5b62621c0cb4","Accept","Yes",null,null,"رقوش امين عبد الغني","resident","Sardin",80,"عارف قرمو","I.R",{"$nulls":6},2,{"$nulls":11},50,{"$nulls":62},5,5,null,null,2,{"$nulls":15},1,{"$nulls":17},1,{"$nulls":3},1,{"$nulls":3},15,{"$f":"SUMPRODUCT(Planned[[#This Row],[GEN-1]:[EL-20]],TRANSPOSE(Arrangements[Unit Prices]))","v":{"v":906,"d":"$906.0"}}]
[303,25618,"cc2332be2b0943289f76d35d3b4ce113","Accept","Yes",null,null,"محمد نايف قرمو","Displaced","Sardin",80,"شادي دراش","I.R",{"$nulls":9},1,null,null,300,{"$nulls":5},60,{"$nulls":32},1,{"$nulls":29},3,2,null,null,2,null,1,1,{"$nulls":12},1,{"$nulls":26},{"$f":"SUMPRODUCT(Planned[[#This Row],[GEN-1]:[EL-20]],TRANSPOSE(Arrangements[Unit Prices]))","v":{"v":907.6,"d":"$907.6"}}]
[304,22086,"d3214601dbdb42a29bd7d1608e0cfe33","Accept","Yes",null,null,"محمد جمعه عيسى حماده","resident","Sardin",80,"حسام عبدالله _براء نبعه","I.R",{"$nulls":8},1,{"$nulls":3},100,{"$nulls":5},50,{"$nulls":62},2,2,{"$nulls":3},2,1,1.2,{"$nulls":5},12,{"$nulls":33},{"$f":"SUMPRODUCT(Planned[[#This Row],[GEN-1]:[EL-20]],TRANSPOSE(Arrangements[Unit Prices]))","v":{"v":555.6,"d":"$555.6"}}]
[305,100765,"f6c7a784546440199886ef019fa76626","Accept","Yes",null,null,"حميدة علي قرمو","resident","Sardin",80,"عارف قرمو","I.R",{"$nulls":6},2,{"$nulls":5},190,{"$nulls":5},140,{"$nulls":32},1,{"$nulls":29},4,4,null,null,2,null,1,1,{"$nulls":12},1,{"$nulls":17},1,{"$nulls":3},1,{"$nulls":3},15,{"$f":"SUMPRODUCT(Planned[[#This Row],[GEN-1]:[EL-20]],TRANSPOSE(Arrangements[Unit Prices]))","v":{"v":1350.5,"d":"$1,350.5"}}]
[306,15921,"dc61c1907c464374ace6a902a9a9c015","Accept","Yes",null,null,"عبدالمغيث محمد عبدالغني","resident","Sardin",80,"عارف قرمو","I.R",{"$nulls":12},250,{"$nulls":5},140,{"$nulls":62},3,4,null,null,1,null,1,1,{"$nulls":4},10,{"$nulls":7},1,{"$nulls":17},1,{"$nulls":3},1,{"$nulls":3},15,{"$f":"SUMPRODUCT(Planned[[#This Row],[GEN-1]:[EL-20]],TRANSPOSE(Arrangements[Unit Prices]))","v":{"v":1156.2,"d":"$1,156.2"}}]
[307,29980,"707111bbace945de8f7d17905fe571f3","Accept","Yes",null,null,"رامية نديم حاج احمد","resident","Sardin",80,"احمد ارمنازي","I.R",{"$nulls":6},1,{"$nulls":11},45,{"$nulls":62},1,1,1,null,2,null,1,1,null,null,1,null,10,{"$nulls":6},1,1,{"$nulls":26},{"$f":"SUMPRODUCT(Planned[[#This Row],[GEN-1]:[EL-20]],TRANSPOSE(Arrangements[Unit Prices]))","v":{"v":489.3,"d":"$489.3"}}]
[308,26189,"219a349b517d479e99c98c9d96d398fc","Accept","Yes",null,null,"حياه عارف بذار","resident","Sardin",80,"عارف قرمو","I.R",{"$nulls":6},3.5,{"$nulls":11},160,{"$nulls":44},50,{"$nulls":17},2,3,null,null,2,null,1,{"$nulls":13},1,{"$nulls":17},1,null,1,null,1,{"$nulls":3},15,{"$f":"SUMPRODUCT(Planned[[#This Row],[GEN-1]:[EL-20]],TRANSPOSE(Arrangements[Unit Prices]))","v":{"v":1159.4,"d":"$1,159.4"}}]
[309,303966,"de39b1de08cc4cc19bb2008317dbbff5","Accept","Yes",null,null,"محمد علي الجازي","Displaced","Sardin",80,"عارف قرمو","I.R",{"$nulls":18},240,{"$nulls":62},4,5,1,null,2,null,1,1,{"$nulls":39},{"$f":"SUMPRODUCT(Planned[[#This Row],[GEN-1]:[EL-20]],TRANSPOSE(Arrangements[Unit Prices]))","v":{"v":1031,"d":"$1,031.0"}}]
[310,22264,"a539f4ab591f415d89bcfc886822ee2d","Accept","Yes",null,null,"محمد حسن ذكور","resident","Sardin",80,"عارف قرمو","I.R",{"$nulls":51},1,{"$nulls":29},4,4,null,null,1,null,1,1,null,1,{"$nulls":10},1,{"$nulls":17},1,null,1,null,1,{"$nulls":3},15,{"$f":"SUMPRODUCT(Planned[[#This Row],[GEN-1]:[EL-20]],TRANSPOSE(Arrangements[Unit Prices]))","v":{"v":943.2,"d":"$943.2"}}]
[311,12957,"5abfb9ba61554a66b281608c4201c496","Accept","Yes",null,null,"عادل نجيب الشيخ علي","resident","Sardin",80,"عارف قرمو","I.R",{"$nulls":18},180,{"$nulls":32},1,{"$nulls":29},4,2,null,null,1,{"$nulls":7},10,{"$nulls":7},1,{"$nulls":17},1,{"$nulls":3},1,{"$nulls":3},15,{"$f":"SUMPRODUCT(Planned[[#This Row],[GEN-1]:[EL-20]],TRANSPOSE(Arrangements[Unit Prices]))","v":{"v":1122.1,"d":"$1,122.1"}}]
[312,29662,"ac331ebc8b8447849c189375f871b1ce","Accept","Yes",null,null,"نوح محمد نايف","resident","Sardin",80,"حسام عبدالله_براء نبعه","I.R",{"$nulls":6},1,{"$nulls":11},64,{"$nulls":57},0.28,{"$nulls":4},3,1,1,null,null,1,1,1.2,null,1,{"$nulls":37},{"$f":"SUMPRODUCT(Planned[[#This Row],[GEN-1]:[EL-20]],TRANSPOSE(Arrangements[Unit Prices]))","v":{"v":548.2,"d":"$548.2"}}]
[313,31062,"867eff96c427486aae22d8b217ac9f4c","Accept","Yes",null,null,"يوسف حسن زكور","resident","Sardin",80,"ريم - احمد ارمنازي","I.R",{"$nulls":51},1,{"$nulls":29},3,3,{"$nulls":36},1,{"$nulls":3},1,{"$nulls":3},10,{"$f":"SUMPRODUCT(Planned[[#This Row],[GEN-1]:[EL-20]],TRANSPOSE(Arrangements[Unit Prices]))","v":{"v":583.4,"d":"$583.4"}}]
[314,25258,"fb5f328b1f8846bdbba02d39155d42a0","Accept","Yes",null,null,"حسناء محمد رجب حسين","resident","Sardin",80,"عارف قرمو","I.R",{"$nulls":12},600,{"$nulls":5},150,{"$nulls":32},1,{"$nulls":29},2,1,{"$nulls":18},1,{"$nulls":26},{"$f":"SUMPRODUCT(Planned[[#This Row],[GEN-1]:[EL-20]],TRANSPOSE(Arrangements[Unit Prices]))","v":{"v":968.8,"d":"$968.8"}}]
[315,303553,"163b19be735d4bdb858570bf12f89803","Accept","Yes",null,null,"محمد مصطفى حسين","resident","Sardin",80,"حسام عبدالله_براء نبعه","I.R",{"$nulls":76},0.2,{"$nulls":4},3,1,null,null,4,null,1,1,null,1,{"$nulls":10},1,{"$nulls":26},{"$f":"SUMPRODUCT(Planned[[#This Row],[GEN-1]:[EL-20]],TRANSPOSE(Arrangements[Unit Prices]))","v":{"v":439.8,"d":"$439.8"}}]
[316,27022,"ee635cbb3e1a4945870ddb7cc8180276","Accept","Yes",null,null,"مسطو عبد الرحمن حسين","resident","Sardin",80,"عارف قرمو","I.R",{"$nulls":18},80,{"$nulls":32},1,{"$nulls":22},0.4,{"$nulls":6},5,4,1,null,3,null,1,1,{"$nulls":4},15,{"$nulls":7},1,{"$nulls":26},{"$f":"SUMPRODUCT(Planned[[#This Row],[GEN-1]:[EL-20]],TRANSPOSE(Arrangements[Unit Prices]))","v":{"v":927.45,"d":"$927.5"}}]
[317,300541,"87efe5803ab44feb8d087bcada56c2b7","Accept","Yes",null,null,"محمد احمد الجازي","Displaced","Sardin",80,"حسام عبدالله_براء نبعه","I.R",{"$nulls":18},217,{"$nulls":62},3,5,{"$nulls":3},2,1,1,null,1,{"$nulls":3},18,{"$nulls":33},{"$f":"SUMPRODUCT(Planned[[#This Row],[GEN-1]:[EL-20]],TRANSPOSE(Arrangements[Unit Prices]))","v":{"v":1006.0999999999999,"d":"$1,006.1"}}]
[318,15248,"82d0bdd47b6b46e582fa3f67882db3bb","Accept","Yes",null,null,"رضيه خيرو خيرو","resident","Sardin",80,"عارف قرمو","I.R",{"$nulls":6},2,{"$nulls":11},80,{"$nulls":32},1,{"$nulls":29},1,2,{"$nulls":18},1,{"$nulls":17},1,{"$nulls":3},1,{"$nulls":3},10,{"$f":"SUMPRODUCT(Planned[[#This Row],[GEN-1]:[EL-20]],TRANSPOSE(Arrangements[Unit Prices]))","v":{"v":810.6,"d":"$810.6"}}]
[319,245393,"c126c9a3d1a142ac8d16847cf04e6ae5","Accept","Yes",null,null,"عبد الجبار سمير شيخ عبدو","Displaced","Sardin",80,"عارف قرمو","I.R",{"$nulls":6},2.5,{"$nulls":11},190,{"$nulls":62},5,4,1,null,1,null,1,1,{"$nulls":12},1,{"$nulls":26},{"$f":"SUMPRODUCT(Planned[[#This Row],[GEN-1]:[EL-20]],TRANSPOSE(Arrangements[Unit Prices]))","v":{"v":1089.2,"d":"$1,089.2"}}]
[320,27283,"b9c21b186bf04f33b6e57c11c57d844e","Accept","Yes",null,null,"سلطان مصطفى ناصر","resident","Sardin",80,"ريم .أحمد","I.R",{"$nulls":6},7.6,{"$nulls":11},80,{"$nulls":62},1,{"$nulls":3},2,null,1,1,null,null,1,null,10,{"$nulls":7},1,1,{"$nulls":25},{"$f":"SUMPRODUCT(Planned[[#This Row],[GEN-1]:[EL-20]],TRANSPOSE(Arrangements[Unit Prices]))","v":{"v":821,"d":"$821.0"}}]
[321,128656,"2d4cc85567834c56b1ee8ab30d20d751","Accept","Yes",null,null,"عيوش عطا وحيد","resident","Sardin",80,"احمد ارمنازي","I.R",{"$nulls":9},0.2,{"$nulls":8},20,{"$nulls":62},3,2,null,null,2,null,5,{"$nulls":5},8,{"$nulls":7},1,{"$nulls":26},{"$f":"SUMPRODUCT(Planned[[#This Row],[GEN-1]:[EL-20]],TRANSPOSE(Arrangements[Unit Prices]))","v":{"v":675.6,"d":"$675.6"}}]
[322,39122,"6362aa317a2643e8baa74e6e94e5c9e6","Accept","yes",null,null,"امينة محمد صفورية","resident","Zahraa - Kherbet Amud",219,"مهند حديد","I.R",{"$nulls":6},0.6,{"$nulls":5},120,{"$nulls":5},38,{"$nulls":9},4,{"$nulls":27},1,{"$nulls":19},0.32,{"$nulls":4},3,1,1,1,null,2,null,0.5,{"$nulls":5},10,{"$nulls":24},1,null,1,null,1,1,null,null,10,{"$f":"SUMPRODUCT(Planned[[#This Row],[GEN-1]:[EL-20]],TRANSPOSE(Arrangements[Unit Prices]))","v":{"v":920.4000000000001,"d":"$920.4"}}]
[323,61302,"0ebd39fd4b70479788347f7a2790b080","Accept","yes",null,null,"خديجة مصطفى كمال الغين","resident","Zahraa - Kherbet Amud",219,"مهند حديد","I.R",{"$nulls":12},150,{"$nulls":5},15,{"$nulls":62},3,1,1,1,null,2,null,0.5,{"$nulls":5},10,{"$nulls":6},1,{"$nulls":17},1,null,1,null,1,1,{"$nulls":3},{"$f":"SUMPRODUCT(Planned[[#This Row],[GEN-1]:[EL-20]],TRANSPOSE(Arrangements[Unit Prices]))","v":{"v":885.8,"d":"$885.8"}}]
[324,233188,"866408bcad03488db72b9c563a2cf7d6","Accept","yes",null,null,"رستم امين قره علي","Displaced","Zahraa - Kherbet Amud",219,"مهند حديد","I.R",{"$nulls":18},45,{"$nulls":57},0.2,{"$nulls":4},3,1,1,null,null,2,{"$nulls":14},1,{"$nulls":17},1,null,1,null,1,1,null,null,10,{"$f":"SUMPRODUCT(Planned[[#This Row],[GEN-1]:[EL-20]],TRANSPOSE(Arrangements[Unit Prices]))","v":{"v":830.3,"d":"$830.3"}}]
[325,256069,"eca7b0a7be304e6fbd33d3d4c6efd832","Accept","yes",null,null,"حسن مصطفى الحرامي","Displaced","Zahraa - Kherbet Amud",219,"مهند حديد","I.R",{"$nulls":8},0.2,{"$nulls":3},50,{"$nulls":5},5,{"$nulls":62},3,1,1,1,null,2,null,0.5,{"$nulls":30},1,null,1,null,1,1,null,null,10,{"$f":"SUMPRODUCT(Planned[[#This Row],[GEN-1]:[EL-20]],TRANSPOSE(Arrangements[Unit Prices]))","v":{"v":741.8,"d":"$741.8"}}]
[326,252469,"578e328ea5ce4f569ec270fff6ec1044","Accept","yes",null,null,"عمار زكريا السعيد","Displaced","Ghazala - Mgheidleh",208,"هشام+إبراهيم","I.R",{"$nulls":5},1.5,{"$nulls":8},100,{"$nulls":3},16,{"$nulls":49},2,{"$nulls":10},2,2,null,null,2,null,1,0.6,{"$nulls":5},10,null,null,10,null,null,1,{"$nulls":27},456,null,{"$f":"SUMPRODUCT(Planned[[#This Row],[GEN-1]:[EL-20]],TRANSPOSE(Arrangements[Unit Prices]))","v":{"v":811.32,"d":"$811.3"}}]
[327,41272,"d592bd0630df4d1bba1f63534ec20c03","Accept","yes",null,null,"حسنة طه العبيد","resident","Ghazala - Mgheidleh",208,"shadi","I.R",{"$nulls":9},0.25,{"$nulls":41},1,{"$nulls":29},5,3,1,null,3,null,1,1,{"$nulls":12},1,{"$nulls":17},1,{"$nulls":3},1,{"$nulls":3},10,{"$f":"SUMPRODUCT(Planned[[#This Row],[GEN-1]:[EL-20]],TRANSPOSE(Arrangements[Unit Prices]))","v":{"v":928.4,"d":"$928.4"}}]
[328,280791,"7200d1df34404bb38375fa2ea9dcb072","Accept","yes",null,null,"ثناء محمد الشمالي","Displaced","Ghazala - Mgheidleh",208,"shadi","I.R",{"$nulls":6},5.5,{"$nulls":11},155,{"$nulls":55},0.75,{"$nulls":6},3,2,null,null,1,null,1,1,{"$nulls":4},10,{"$nulls":7},1,{"$nulls":26},{"$f":"SUMPRODUCT(Planned[[#This Row],[GEN-1]:[EL-20]],TRANSPOSE(Arrangements[Unit Prices]))","v":{"v":965.1,"d":"$965.1"}}]
[329,222838,"23c028cf-b747-4377-8ec8-4cd70dd1c895","Accept","yes",null,null,"حليمة  صالح العوض ","resident","Ghazala - Mgheidleh",208,"reem","I.R",{"$nulls":6},4,{"$nulls":11},30,{"$nulls":66},1,null,1,1,{"$nulls":4},10,{"$nulls":7},1,{"$nulls":26},{"$f":"SUMPRODUCT(Planned[[#This Row],[GEN-1]:[EL-20]],TRANSPOSE(Arrangements[Unit Prices]))","v":{"v":401.5,"d":"$401.5"}}]
[330,319440,"3252747f358d49148e0f3536c61ff6ed","Accept","yes",null,null,"خالد عيسى محمدية","resident","Zahraa - Kherbet Amud",219,"نور ","I.R",{"$nulls":5},3.91,{"$nulls":7},80,{"$nulls":4},21,{"$nulls":9},3.2,{"$nulls":4},1,{"$nulls":21},1,{"$nulls":20},0.25,{"$nulls":4},2,3,{"$nulls":4},1,1.2,null,1,{"$nulls":37},{"$f":"SUMPRODUCT(Planned[[#This Row],[GEN-1]:[EL-20]],TRANSPOSE(Arrangements[Unit Prices]))","v":{"v":646.3,"d":"$646.3"}}]
[331,63030,"ab8fa448d20142789c4487cce3747daf","Accept","yes",null,null,"فطوم حمدو موسى","resident","Zahraa - Kherbet Amud",219,"عبدالهادي","I.R",{"$nulls":5},3.6,{"$nulls":12},112,{"$nulls":36},2,{"$nulls":25},1,2,1,null,3,null,1,1.2,{"$nulls":5},12,null,2,18,{"$nulls":3},1,{"$nulls":26},{"$f":"SUMPRODUCT(Planned[[#This Row],[GEN-1]:[EL-20]],TRANSPOSE(Arrangements[Unit Prices]))","v":{"v":840.9,"d":"$840.9"}}]
[332,41990,"0004c840443643d195b0ef7311797b4e","Accept","yes",null,null,"خيرية سليمان سعود","resident","Zahraa - Kherbet Amud",219,"نور ","I.R",{"$nulls":28},9,27,{"$nulls":3},1,{"$nulls":47},1,null,1,null,2,{"$nulls":3},1,1,{"$nulls":3},8,{"$nulls":5},1,{"$nulls":27},{"$f":"SUMPRODUCT(Planned[[#This Row],[GEN-1]:[EL-20]],TRANSPOSE(Arrangements[Unit Prices]))","v":{"v":408,"d":"$408.0"}}]
[333,282059,"076465b3ab3346b68cbbba8f158ba083","Accept","yes",null,null,"فضل احمد الخالد","Displaced","Zahraa - Kherbet Amud",219,"عبدالهادي","I.R",{"$nulls":5},0.32,{"$nulls":12},211,{"$nulls":32},1,{"$nulls":22},3.65,null,0.32,{"$nulls":4},3,1,1,null,2,null,1,1.2,1,null,null,1,null,13,null,2,14,null,null,1,{"$nulls":10},4,{"$nulls":3},4,{"$nulls":12},{"$f":"SUMPRODUCT(Planned[[#This Row],[GEN-1]:[EL-20]],TRANSPOSE(Arrangements[Unit Prices]))","v":{"v":1267.3999999999999,"d":"$1,267.4"}}]
[335,33626,"7a23c6fd6556452cb14de77661fe9e8a","Accept","yes",null,null,"حورية حسن دروبة","resident","Sadiyeh - Bsentiya",214,"هشام+إبراهيم","I.R",{"$nulls":5},0.1,{"$nulls":8},100,{"$nulls":3},45,{"$nulls":16},19,{"$nulls":17},1.74,{"$nulls":16},2,{"$nulls":10},3,{"$nulls":3},3,null,1,1.2,1,{"$nulls":4},20,null,null,15,{"$nulls":3},1,{"$nulls":26},{"$f":"SUMPRODUCT(Planned[[#This Row],[GEN-1]:[EL-20]],TRANSPOSE(Arrangements[Unit Prices]))","v":{"v":663.05,"d":"$663.1"}}]
[336,139835,"2a40b488e8e94c01968ad8ab4f109ebe","Accept","yes",null,null,"غازي يحيى الشيوخ","Displaced","Sadiyeh - Bsentiya",214,"هشام+إبراهيم","I.R",{"$nulls":18},74,{"$nulls":32},1,{"$nulls":24},0.18,{"$nulls":4},5,5,1,null,3,2,1,1.2,null,1,null,1,{"$nulls":8},1,{"$nulls":26},{"$f":"SUMPRODUCT(Planned[[#This Row],[GEN-1]:[EL-20]],TRANSPOSE(Arrangements[Unit Prices]))","v":{"v":1020.9,"d":"$1,020.9"}}]
[337,137824,"8a16b027549c46158149a11ecf8f9451","Accept","yes",null,null,"رشا حسين السالم","Displaced","Sadiyeh - Bsentiya",214,"هشام+إبراهيم","I.R",{"$nulls":5},2.5,{"$nulls":12},93,{"$nulls":36},1,{"$nulls":5},30,{"$nulls":14},0.32,{"$nulls":4},5,1,1,null,4,null,1,1.2,{"$nulls":3},1,null,10,null,null,10,{"$nulls":3},1,{"$nulls":26},{"$f":"SUMPRODUCT(Planned[[#This Row],[GEN-1]:[EL-20]],TRANSPOSE(Arrangements[Unit Prices]))","v":{"v":906.5,"d":"$906.5"}}]
[338,255464,"916f2bca3ef448fea1f262785bb22eb1","Accept","yes",null,null,"زكريا محمود الشيوخ","Displaced","Sadiyeh - Bsentiya",214,"هشام+إبراهيم","I.R",{"$nulls":5},0.87,{"$nulls":8},75,{"$nulls":3},171,{"$nulls":32},1,{"$nulls":18},2,{"$nulls":5},0.32,{"$nulls":4},5,4,null,null,3,null,1,1.2,{"$nulls":5},10,null,null,10,{"$nulls":3},1,{"$nulls":26},{"$f":"SUMPRODUCT(Planned[[#This Row],[GEN-1]:[EL-20]],TRANSPOSE(Arrangements[Unit Prices]))","v":{"v":1196.9499999999998,"d":"$1,197.0"}}]
[339,39349,"acd8f4fe71f54e39bf854b82cb05cdf9","Accept","yes",null,null,"مجيدة حسن دروبة","resident","Sadiyeh - Bsentiya",214,"هشام+إبراهيم","I.R",{"$nulls":5},0.25,{"$nulls":8},225,{"$nulls":3},55,{"$nulls":32},1,{"$nulls":3},2,{"$nulls":7},10,{"$nulls":6},4,{"$nulls":10},1,3,null,null,2,{"$nulls":8},10,{"$nulls":6},1,{"$nulls":16},1,null,null,1,null,1,{"$nulls":3},10,{"$f":"SUMPRODUCT(Planned[[#This Row],[GEN-1]:[EL-20]],TRANSPOSE(Arrangements[Unit Prices]))","v":{"v":892.35,"d":"$892.4"}}]
[340,60676,"0ba296328b4746e4ae6b67d56f5f5f59","Accept","yes",null,null,"خديجة جمعة العبدو","resident","Sadiyeh - Bsentiya",214,"عبدالهادي","I.R",{"$nulls":5},6.35,{"$nulls":12},176.3,{"$nulls":20},1.65,{"$nulls":4},1,null,1,{"$nulls":4},1,{"$nulls":24},0.35,{"$nulls":4},3,4,1,null,2,2,1,1.2,1,null,null,1,{"$nulls":3},2,18,{"$nulls":30},{"$f":"SUMPRODUCT(Planned[[#This Row],[GEN-1]:[EL-20]],TRANSPOSE(Arrangements[Unit Prices]))","v":{"v":1391.14,"d":"$1,391.1"}}]
[341,288417,"039ea068838249bb9b6eafc859feb64e","Accept","yes",null,null,"احمد  نعسان االحلوم","Displaced","Sadiyeh - Bsentiya",214,"نور","I.R",{"$nulls":5},0.5,{"$nulls":12},253.5,{"$nulls":57},0.36,{"$nulls":4},4,6,1,null,2,2,1,1.2,1,null,null,1,{"$nulls":35},{"$f":"SUMPRODUCT(Planned[[#This Row],[GEN-1]:[EL-20]],TRANSPOSE(Arrangements[Unit Prices]))","v":{"v":1197.75,"d":"$1,197.8"}}]
[342,50490,"a9865f75fadc47c992634e04a36d8dbb","Accept","yes",null,null,"علي صطام العبد","resident","Sadiyeh - Bsentiya",214,"عبدالهادي","I.R",{"$nulls":8},0.25,0.8,{"$nulls":3},60,{"$nulls":4},203,{"$nulls":9},1.5,{"$nulls":15},2,null,2,{"$nulls":6},2,null,1,{"$nulls":3},1.2,{"$nulls":21},4,1,1,null,3,null,1,1.2,1,{"$nulls":4},18,null,null,9,{"$nulls":3},1,{"$nulls":26},{"$f":"SUMPRODUCT(Planned[[#This Row],[GEN-1]:[EL-20]],TRANSPOSE(Arrangements[Unit Prices]))","v":{"v":1226.9499999999998,"d":"$1,227.0"}}]
[343,320482,"758094f1abc5478e9aca742516a0df0b","Accept","yes",null,null,"خاتون علي الشيخ","Displaced","Sadiyeh - Bsentiya",214,"عبدالهادي","I.R",{"$nulls":28},7.5,20,{"$nulls":9},1.85,{"$nulls":11},1,{"$nulls":24},0.24,{"$nulls":4},2,null,1,null,3,{"$nulls":3},1,{"$nulls":4},6,null,2,{"$nulls":4},1,{"$nulls":26},{"$f":"SUMPRODUCT(Planned[[#This Row],[GEN-1]:[EL-20]],TRANSPOSE(Arrangements[Unit Prices]))","v":{"v":631.0500000000001,"d":"$631.1"}}]
[344,312824,"fabc1c84871f4fafaf7f1949dd218ebc","Accept","yes",null,null,"علي حسن الشيخ","Displaced","Sadiyeh - Bsentiya",214,"نور","I.R",null,10,{"$nulls":3},6.5,{"$nulls":22},10,{"$nulls":10},3.1,{"$nulls":39},2,null,1,1,{"$nulls":3},1,1,1.8,{"$nulls":5},10,null,null,10,12,{"$nulls":5},6.25,{"$nulls":23},{"$f":"SUMPRODUCT(Planned[[#This Row],[GEN-1]:[EL-20]],TRANSPOSE(Arrangements[Unit Prices]))","v":{"v":977.8,"d":"$977.8"}}]
[345,57865,"fa42da58bf0b42b58cfc6845ef37dbcf","Accept","yes",null,null,"جيهان محمد العبدالله","resident","Sadiyeh - Bsentiya",214,"مهندحديد","I.R",{"$nulls":18},28,{"$nulls":9},6,{"$nulls":47},0.2,{"$nulls":4},2,null,1,1,null,2,null,0.5,{"$nulls":5},10,{"$nulls":6},1,null,null,6,{"$nulls":14},1,null,1,null,1,1,null,null,10,{"$f":"SUMPRODUCT(Planned[[#This Row],[GEN-1]:[EL-20]],TRANSPOSE(Arrangements[Unit Prices]))","v":{"v":962.4,"d":"$962.4"}}]
[346,337519,"cbb0c325dc034409a176ce8062f4e3c3","Accept","yes",null,null,"نجاح احمد ناصيف","Displaced","Sadiyeh - Bsentiya",214,"مهندحديد","I.R",{"$nulls":18},165,{"$nulls":9},5,{"$nulls":47},0.1,{"$nulls":4},2,3,1,null,null,1,{"$nulls":17},6,{"$nulls":14},1,null,1,null,1,1,null,null,10,{"$f":"SUMPRODUCT(Planned[[#This Row],[GEN-1]:[EL-20]],TRANSPOSE(Arrangements[Unit Prices]))","v":{"v":1180.9,"d":"$1,180.9"}}]
[347,101119,"d72c7f1a154b40a9ae8aea466ef008f5","Accept","yes",null,null,"عفاف مصطفى معيري","Displaced","Sadiyeh - Bsentiya",214,"مهندحديد","I.R",{"$nulls":81},3,3,1,1,null,2,null,0.5,{"$nulls":5},10,{"$nulls":6},1,null,null,6,{"$nulls":14},1,null,1,null,1,1,null,null,10,{"$f":"SUMPRODUCT(Planned[[#This Row],[GEN-1]:[EL-20]],TRANSPOSE(Arrangements[Unit Prices]))","v":{"v":992.4,"d":"$992.4"}}]
[348,271653,"7c099e7b5a674002a3601eea8622ce30","Accept","yes",null,null,"محمدصالح ياسين شحود","Displaced","Sadiyeh - Bsentiya",214,"مهندحديد","I.R",{"$nulls":6},5.6,null,1,{"$nulls":9},147,{"$nulls":9},6,{"$nulls":22},1,{"$nulls":11},28,{"$nulls":12},0.16,{"$nulls":4},3,4,1,1,null,2,null,0.5,1,null,null,1,null,12,{"$nulls":6},1,{"$nulls":4},1,{"$nulls":21},{"$f":"SUMPRODUCT(Planned[[#This Row],[GEN-1]:[EL-20]],TRANSPOSE(Arrangements[Unit Prices]))","v":{"v":1363.1999999999998,"d":"$1,363.2"}}]
[349,280206,"7a00fb57b49c40568e8a93a5dec70bb8","Accept","yes",null,null,"احمد زكريا الاحمد","Displaced","Sadiyeh - Bsentiya",214,"مهندحديد","I.R",{"$nulls":6},5.8,{"$nulls":21},5,{"$nulls":34},50,{"$nulls":12},0.1,{"$nulls":4},4,6,1,1,null,2,null,0.5,{"$nulls":39},{"$f":"SUMPRODUCT(Planned[[#This Row],[GEN-1]:[EL-20]],TRANSPOSE(Arrangements[Unit Prices]))","v":{"v":798.8,"d":"$798.8"}}]
[350,320490,"b6caba1536e54df7bb6f665cf97de65a","Accept","yes",null,null,"احمد محمود الشمالي","Displaced","Sadiyeh - Bsentiya",214,"مهندحديد","I.R",{"$nulls":18},182,{"$nulls":32},1,{"$nulls":11},30,{"$nulls":12},0.16,{"$nulls":4},4,4,1,1,null,2,null,0.5,{"$nulls":39},{"$f":"SUMPRODUCT(Planned[[#This Row],[GEN-1]:[EL-20]],TRANSPOSE(Arrangements[Unit Prices]))","v":{"v":1027.1999999999998,"d":"$1,027.2"}}]
[352,229045,"84b8e330b69545288fcaa779167bcc28","Accept","yes",null,null,"حسين عنر البكور ","Displaced","Mreimin (Darkosh)",212,"سراب","I.R",{"$nulls":21},26,{"$nulls":52},0.12,{"$nulls":6},5,{"$nulls":3},2,1,1,1,{"$nulls":5},4,{"$nulls":33},{"$f":"SUMPRODUCT(Planned[[#This Row],[GEN-1]:[EL-20]],TRANSPOSE(Arrangements[Unit Prices]))","v":{"v":355.8,"d":"$355.8"}}]
[353,249294,"760dfa6060c24d53a2d8cd783972cbab","Accept","yes",null,null,"طلال محمود الشيوخ","Displaced","Sadiyeh - Bsentiya",214,"shadi&reem","I.R",{"$nulls":18},215,{"$nulls":62},3,3,{"$nulls":4},1,1,{"$nulls":39},{"$f":"SUMPRODUCT(Planned[[#This Row],[GEN-1]:[EL-20]],TRANSPOSE(Arrangements[Unit Prices]))","v":{"v":824.9,"d":"$824.9"}}]
[354,320480,"d6bed5bd129f4858bc4b138d646c544d","Accept","yes",null,null,"ابراهيم طلال الشيوخ","Displaced","Sadiyeh - Bsentiya",214,"shadi&reem","I.R",{"$nulls":18},160,{"$nulls":62},3,2,1,{"$nulls":17},1,{"$nulls":26},{"$f":"SUMPRODUCT(Planned[[#This Row],[GEN-1]:[EL-20]],TRANSPOSE(Arrangements[Unit Prices]))","v":{"v":686.6,"d":"$686.6"}}]
[355,255444,"c642e0ef185f475eb06237fa4a0d699a","Accept","yes",null,null,"أحمد نايف الشيوخ","Displaced","Sadiyeh - Bsentiya",214,"shadi&reem","I.R",{"$nulls":6},3,{"$nulls":11},90,{"$nulls":63},2,1,null,2,{"$nulls":7},20,{"$nulls":7},1,{"$nulls":26},{"$f":"SUMPRODUCT(Planned[[#This Row],[GEN-1]:[EL-20]],TRANSPOSE(Arrangements[Unit Prices]))","v":{"v":520.6,"d":"$520.6"}}]
[356,255456,"67c6f5f61b4a4247915dc8ed30684816","Accept","yes",null,null,"حسن يحيى الشيوخ ","Displaced","Sadiyeh - Bsentiya",214,"shadi&reem","I.R",{"$nulls":6},4.5,{"$nulls":5},100,{"$nulls":5},220,{"$nulls":62},2,3,{"$nulls":4},1,{"$nulls":40},{"$f":"SUMPRODUCT(Planned[[#This Row],[GEN-1]:[EL-20]],TRANSPOSE(Arrangements[Unit Prices]))","v":{"v":938.4,"d":"$938.4"}}]
[357,255520,"6f42559fa9dc448abcee188035f77e3c","Accept","yes",null,null,"يحيى علي الشيوخ","Displaced","Sadiyeh - Bsentiya",214,"حسام العبدالله","I.R",{"$nulls":9},0.3,null,null,400,{"$nulls":5},210,{"$nulls":62},1,3,1,null,null,2,1,1.5,{"$nulls":5},12,null,null,14,{"$nulls":3},1,{"$nulls":26},{"$f":"SUMPRODUCT(Planned[[#This Row],[GEN-1]:[EL-20]],TRANSPOSE(Arrangements[Unit Prices]))","v":{"v":1162.9,"d":"$1,162.9"}}]
[358,280360,"4a24e62dc231499281a76f58953e71fc","Accept","yes",null,null,"عبدالكريم حسين جدعان","Displaced","Mreimin (Darkosh)",212,"عبدالهادي","I.R",{"$nulls":8},0.3,{"$nulls":9},164,{"$nulls":9},26.5,{"$nulls":30},1,{"$nulls":16},0.36,{"$nulls":4},4,4,1,null,3,1,1,1.2,1,null,null,1,{"$nulls":4},13,{"$nulls":13},1,{"$nulls":3},1,{"$nulls":12},{"$f":"SUMPRODUCT(Planned[[#This Row],[GEN-1]:[EL-20]],TRANSPOSE(Arrangements[Unit Prices]))","v":{"v":1166.05,"d":"$1,166.1"}}]
[359,123315,"6509abd071c64c409e9e66fd1545ad2f","Accept","yes",null,null,"احمد محمد الرحمون","Displaced","Mreimin (Darkosh)",212,"عبدالهادي","I.R",{"$nulls":5},5.1,{"$nulls":22},9,{"$nulls":10},3.24,{"$nulls":34},4.9,null,0.24,{"$nulls":4},2,2,1,null,3,1,1,1.2,{"$nulls":3},3,{"$nulls":3},2,12,{"$nulls":30},{"$f":"SUMPRODUCT(Planned[[#This Row],[GEN-1]:[EL-20]],TRANSPOSE(Arrangements[Unit Prices]))","v":{"v":1020.7000000000002,"d":"$1,020.7"}}]
[360,321276,"0075939630fa43d28b03ac54d5cf6ea6","Accept","yes",null,null,"أمنة عبدالمعطي علوي","Displaced","Mreimin (Darkosh)",212,"نور","I.R",{"$nulls":5},4.9,null,null,0.25,{"$nulls":4},75,{"$nulls":3},15,8,{"$nulls":36},1,{"$nulls":3},0.9,{"$nulls":14},2.6,null,0.24,{"$nulls":3},1.7,3,2,1,null,3,1,1,1.2,1,null,null,2,{"$nulls":3},2,20,{"$nulls":3},1,{"$nulls":26},{"$f":"SUMPRODUCT(Planned[[#This Row],[GEN-1]:[EL-20]],TRANSPOSE(Arrangements[Unit Prices]))","v":{"v":1070.9,"d":"$1,070.9"}}]
[361,322985,"379b835b94f945a8b93aa30d387609c4","Accept","yes",null,null,"مرح طارق حم","Displaced","Mreimin (Darkosh)",212,"نور","I.R",{"$nulls":5},6.85,{"$nulls":7},16,{"$nulls":4},15,{"$nulls":36},1,{"$nulls":3},0.8,{"$nulls":16},0.45,{"$nulls":4},5,4,1,null,3,1,1,1.2,{"$nulls":3},2,null,12,null,2,8,{"$nulls":30},{"$f":"SUMPRODUCT(Planned[[#This Row],[GEN-1]:[EL-20]],TRANSPOSE(Arrangements[Unit Prices]))","v":{"v":893.8200000000002,"d":"$893.8"}}]
[362,273690,"1f6886c233bb4a4489aa6ba02df4adbb","Accept","yes",null,null,"احمد ديبو العلي","Displaced","Mreimin (Darkosh)",212,"عبدالهادي","I.R",{"$nulls":5},5,null,null,0.25,{"$nulls":4},20,{"$nulls":4},20,{"$nulls":7},50,null,1.5,{"$nulls":52},1,2,1,null,3,null,1,1.2,1,null,null,1,null,13,null,6,8,{"$nulls":3},1,{"$nulls":26},{"$f":"SUMPRODUCT(Planned[[#This Row],[GEN-1]:[EL-20]],TRANSPOSE(Arrangements[Unit Prices]))","v":{"v":910.6,"d":"$910.6"}}]
[363,215101,"0a3a2f71b28147d9909af507cd317068","Accept","yes",null,null,"عبدالقادر ابراهيم قزموز","Displaced","Mreimin (Darkosh)",212,"نور","I.R",10,{"$nulls":4},4.3,null,null,0.25,{"$nulls":4},90,{"$nulls":4},194,{"$nulls":9},1.5,{"$nulls":47},0.16,{"$nulls":4},4,5,null,null,2,null,1,0.8,1,{"$nulls":4},15,null,null,20,{"$nulls":3},1,null,null,6.25,{"$nulls":23},{"$f":"SUMPRODUCT(Planned[[#This Row],[GEN-1]:[EL-20]],TRANSPOSE(Arrangements[Unit Prices]))","v":{"v":1532.9,"d":"$1,532.9"}}]
[364,216009,"2b4dedc3660349209fafef6ba289406c","Accept","yes",null,null,"محمود علي العبود","Displaced","Mreimin (Darkosh)",212,"نور","I.R",{"$nulls":13},60,{"$nulls":4},6,{"$nulls":55},5.1,null,0.24,{"$nulls":3},5.85,2,null,1,null,2,2,1,1.2,{"$nulls":39},{"$f":"SUMPRODUCT(Planned[[#This Row],[GEN-1]:[EL-20]],TRANSPOSE(Arrangements[Unit Prices]))","v":{"v":819.85,"d":"$819.9"}}]
[365,249047,"acbcea0211534e3baf4933cca7dbae66","Accept","yes",null,null,"خلف محمد جمعة","Displaced","Sadiyeh - Bsentiya",214,"مهند حديد","I.R",{"$nulls":6},4,null,0.4,{"$nulls":3},350,{"$nulls":5},154,{"$nulls":62},3,2,1,1,null,2,null,0.5,{"$nulls":5},10,{"$nulls":6},1,{"$nulls":26},{"$f":"SUMPRODUCT(Planned[[#This Row],[GEN-1]:[EL-20]],TRANSPOSE(Arrangements[Unit Prices]))","v":{"v":1103.3000000000002,"d":"$1,103.3"}}]
[366,263739,"674028d6383140e98d14423cda028599","Accept","yes",null,null,"عبدالقادر قاسم اصلان","Displaced","Sadiyeh - Bsentiya",214,"مهند حديد","I.R",{"$nulls":6},4.2,{"$nulls":5},50,{"$nulls":5},157,{"$nulls":44},30,{"$nulls":17},2,5,null,1,null,2,null,0.5,{"$nulls":5},12,{"$nulls":6},1,{"$nulls":26},{"$f":"SUMPRODUCT(Planned[[#This Row],[GEN-1]:[EL-20]],TRANSPOSE(Arrangements[Unit Prices]))","v":{"v":1031.6,"d":"$1,031.6"}}]
[367,247543,"d0216b99bede4945bf9e9a6ba8b2076d","Accept","yes",null,null,"خالد جمهر المحمد","Displaced","Sadiyeh - Bsentiya",214,"مهند حديد","I.R",{"$nulls":6},5.8,{"$nulls":11},185,{"$nulls":32},1,{"$nulls":11},35,{"$nulls":12},0.2,{"$nulls":4},4,5,null,1,null,2,null,0.5,{"$nulls":5},12,{"$nulls":6},1,{"$nulls":26},{"$f":"SUMPRODUCT(Planned[[#This Row],[GEN-1]:[EL-20]],TRANSPOSE(Arrangements[Unit Prices]))","v":{"v":1341,"d":"$1,341.0"}}]
[368,287835,"56890e43e982433b8dcfef8492b1a4e2","Accept","yes",null,null,"فطوم خالد السعيد","Displaced","Sadiyeh - Bsentiya",214,"حسام العبدالله","I.R",{"$nulls":12},150,{"$nulls":5},134,{"$nulls":62},2,3,null,null,1,1,1,1.2,null,1,null,2,null,14,null,null,4,{"$nulls":3},1,{"$nulls":26},{"$f":"SUMPRODUCT(Planned[[#This Row],[GEN-1]:[EL-20]],TRANSPOSE(Arrangements[Unit Prices]))","v":{"v":876.1,"d":"$876.1"}}]
[369,276405,"ae9e8fa35806432c883dc020bece9508","Accept","yes",null,null,"عبد العزيز محمد خليل","resident","Mreimin (Darkosh)",212,"هشام +إبراهيم","I.R",{"$nulls":13},75,{"$nulls":4},48,{"$nulls":57},0.16,{"$nulls":4},2,2,1,null,2,2,1,1.2,{"$nulls":12},1,{"$nulls":26},{"$f":"SUMPRODUCT(Planned[[#This Row],[GEN-1]:[EL-20]],TRANSPOSE(Arrangements[Unit Prices]))","v":{"v":574.9,"d":"$574.9"}}]
[370,280705,"4ce87b9e82f347899b5974790c2a4eaa","Accept","yes",null,null,"موفق جاسم الجاسم","Displaced","Mreimin (Darkosh)",212,"هشام +إبراهيم","I.R",{"$nulls":5},0.1,{"$nulls":12},19,{"$nulls":32},1,{"$nulls":9},30,null,30,{"$nulls":6},4,20,{"$nulls":9},1,1,1,null,2,{"$nulls":8},3,{"$nulls":6},1,{"$nulls":16},1,null,null,1,null,1,{"$nulls":3},10,{"$f":"SUMPRODUCT(Planned[[#This Row],[GEN-1]:[EL-20]],TRANSPOSE(Arrangements[Unit Prices]))","v":{"v":746.7,"d":"$746.7"}}]
[371,280278,"e567dec6ece04a7c838f61e1c54f9b4d","Accept","yes",null,null,"خالد محمود ابي زيد","Displaced","Mreimin (Darkosh)",212,"هشام +إبراهيم","I.R",{"$nulls":18},381,{"$nulls":51},4,{"$nulls":10},3,4,1,null,4,null,1,1.2,{"$nulls":5},10,null,null,10,{"$nulls":30},{"$f":"SUMPRODUCT(Planned[[#This Row],[GEN-1]:[EL-20]],TRANSPOSE(Arrangements[Unit Prices]))","v":{"v":1341.2,"d":"$1,341.2"}}]
[372,273090,"95e10c93277541deaf3bada8ca93a88f","Accept","yes",null,null,"عبد الرحمن محمد خليفة","Displaced","Mreimin (Darkosh)",212,"هشام +إبراهيم","I.R",{"$nulls":51},3,{"$nulls":24},0.5,{"$nulls":4},5,3,1,null,2,2,{"$nulls":5},3,{"$nulls":8},1,{"$nulls":26},{"$f":"SUMPRODUCT(Planned[[#This Row],[GEN-1]:[EL-20]],TRANSPOSE(Arrangements[Unit Prices]))","v":{"v":874.9,"d":"$874.9"}}]
[373,194168,"10732d9a6797483fb8af6f795a712e4e","Accept","yes",null,null,"فطيم محمد دياب","resident","Mreimin (Darkosh)",212,"هشام +إبراهيم","I.R",{"$nulls":13},263,{"$nulls":4},213,{"$nulls":32},1,{"$nulls":18},4,{"$nulls":14},1,null,1,1.2,1,{"$nulls":4},10,null,null,6,{"$nulls":30},{"$f":"SUMPRODUCT(Planned[[#This Row],[GEN-1]:[EL-20]],TRANSPOSE(Arrangements[Unit Prices]))","v":{"v":901.0600000000001,"d":"$901.1"}}]
[374,53628,"5ad3c12ae7564f7292326b2fd37029e7","Accept","yes",null,null,"صافية جابر حمزة","resident","Mreimin (Darkosh)",212,"هشام +إبراهيم","I.R",{"$nulls":14},450,{"$nulls":3},239,{"$nulls":32},2,{"$nulls":18},4,{"$nulls":10},1,5,null,null,2,null,1,0.6,{"$nulls":3},1,null,10,null,null,10,{"$nulls":3},1,{"$nulls":26},{"$f":"SUMPRODUCT(Planned[[#This Row],[GEN-1]:[EL-20]],TRANSPOSE(Arrangements[Unit Prices]))","v":{"v":1412.4,"d":"$1,412.4"}}]
[375,280221,"409598dd87884a72988833bc72ee0613","Accept","yes",null,null,"لقاء بسام العمر","Displaced","Mreimin (Darkosh)",212,"هشام +إبراهيم","I.R",{"$nulls":13},150,{"$nulls":4},103,{"$nulls":19},3.42,{"$nulls":31},4,{"$nulls":5},0.06,{"$nulls":4},3,5,1,null,3,1,1,1.2,{"$nulls":39},{"$f":"SUMPRODUCT(Planned[[#This Row],[GEN-1]:[EL-20]],TRANSPOSE(Arrangements[Unit Prices]))","v":{"v":933.56,"d":"$933.6"}}]
[376,50259,"196108af3b3242a7a3b6d26d372f2922","Accept","yes",null,null,"علي جمعة خضيرو ","resident","Mreimin (Darkosh)",212,"shadi&reem","I.R",{"$nulls":6},3.5,null,null,2.75,{"$nulls":8},80,{"$nulls":62},1,1,null,null,1,null,1,{"$nulls":5},10,{"$nulls":7},1,{"$nulls":26},{"$f":"SUMPRODUCT(Planned[[#This Row],[GEN-1]:[EL-20]],TRANSPOSE(Arrangements[Unit Prices]))","v":{"v":813.3,"d":"$813.3"}}]
[377,50058,"9f3788cee14f4cef9929b00915d46735","Accept","yes",null,null,"علاء محمد الناصر ","Displaced","Mreimin (Darkosh)",212,"shadi&reem","I.R",{"$nulls":6},2.5,null,null,0.3,{"$nulls":8},55,{"$nulls":32},1,{"$nulls":22},0.4,{"$nulls":6},2,2,null,null,1,{"$nulls":3},1,null,1,null,7,{"$nulls":6},1,{"$nulls":27},{"$f":"SUMPRODUCT(Planned[[#This Row],[GEN-1]:[EL-20]],TRANSPOSE(Arrangements[Unit Prices]))","v":{"v":601.85,"d":"$601.9"}}]
[378,158859,"763a46252011430291702d41b7b04380","Accept","yes",null,null,"أحمد محمد اليوسف","Displaced","Mreimin (Darkosh)",212,"shadi&reem","I.R",{"$nulls":6},4.7,{"$nulls":11},30,{"$nulls":9},6,{"$nulls":52},2,{"$nulls":3},2,{"$nulls":7},5,{"$nulls":7},1,{"$nulls":26},{"$f":"SUMPRODUCT(Planned[[#This Row],[GEN-1]:[EL-20]],TRANSPOSE(Arrangements[Unit Prices]))","v":{"v":451.75,"d":"$451.8"}}]
[379,129802,"e33c22897ce647e480ea0f5ec6f7ce21","Accept","yes",null,null,"مريم جمعه الحسين","Displaced","Mreimin (Darkosh)",212,"سراب","I.R",{"$nulls":6},5.45,{"$nulls":11},229,{"$nulls":55},1.61,{"$nulls":6},4,4,null,null,5,{"$nulls":6},4,20,{"$nulls":7},1,{"$nulls":26},{"$f":"SUMPRODUCT(Planned[[#This Row],[GEN-1]:[EL-20]],TRANSPOSE(Arrangements[Unit Prices]))","v":{"v":1223.8999999999999,"d":"$1,223.9"}}]
[381,280350,"c7771d90a84242e1bce8520f9c661afa","Accept","yes",null,null,"عبد الغفور احمد الجابر","Displaced","Mreimin (Darkosh)",212,"سراب","I.R",{"$nulls":6},3,{"$nulls":11},285,{"$nulls":9},4,{"$nulls":22},1,{"$nulls":22},0.16,{"$nulls":6},3,6,null,null,2,2,1,1,{"$nulls":3},4,20,{"$nulls":7},1,{"$nulls":26},{"$f":"SUMPRODUCT(Planned[[#This Row],[GEN-1]:[EL-20]],TRANSPOSE(Arrangements[Unit Prices]))","v":{"v":1512.3,"d":"$1,512.3"}}]
[382,303078,"81326e1ece27430fadbfea82c9e9cb61","Accept","yes",null,null,"فريدة حسين الحسين ","Displaced","Mreimin (Darkosh)",212,"سراب","I.R",{"$nulls":6},8,{"$nulls":11},185,{"$nulls":9},9,{"$nulls":45},0.26,{"$nulls":6},4,4,1,null,3,3,1,1,1,null,null,2,20,{"$nulls":7},1,{"$nulls":26},{"$f":"SUMPRODUCT(Planned[[#This Row],[GEN-1]:[EL-20]],TRANSPOSE(Arrangements[Unit Prices]))","v":{"v":1385.7,"d":"$1,385.7"}}]
[384,35899,"38faf04b4041459bb06969baa11fa72c","Accept","yes",null,null,"امل احمد الخلف","resident","Mreimin (Darkosh)",212,"احمد غندور","I.R",{"$nulls":5},3,{"$nulls":3},0.45,{"$nulls":8},171,{"$nulls":32},1,{"$nulls":24},0.24,{"$nulls":4},2,3,{"$nulls":3},2,1,1.2,{"$nulls":3},2,{"$nulls":3},2,10,{"$nulls":3},1,{"$nulls":26},{"$f":"SUMPRODUCT(Planned[[#This Row],[GEN-1]:[EL-20]],TRANSPOSE(Arrangements[Unit Prices]))","v":{"v":1144,"d":"$1,144.0"}}]
[385,227745,"c84208e33923472789f4631cb70bbf64","Accept","yes",null,null,"محمد قاسم محمود ","Displaced","Mreimin (Darkosh)",212,"Ahmad& Aref","I.R",{"$nulls":6},1,null,null,1,null,null,320,{"$nulls":5},50,{"$nulls":62},1,1,null,null,2,null,1,1,{"$nulls":4},10,{"$nulls":7},1,{"$nulls":26},{"$f":"SUMPRODUCT(Planned[[#This Row],[GEN-1]:[EL-20]],TRANSPOSE(Arrangements[Unit Prices]))","v":{"v":689.7,"d":"$689.7"}}]
[386,276469,"4ef05cd27bf94bdc939241f5b9ed99aa","Accept","yes",null,null,"نور الدين حسن حاج موسى","Displaced","Mreimin (Darkosh)",212,"Ahmad& Aref","I.R",null,null,16,{"$nulls":3},2,null,null,1,1,null,420,{"$nulls":5},60,{"$nulls":62},1,1,null,null,2,null,1,1,{"$nulls":4},15,{"$nulls":7},1,{"$nulls":26},{"$f":"SUMPRODUCT(Planned[[#This Row],[GEN-1]:[EL-20]],TRANSPOSE(Arrangements[Unit Prices]))","v":{"v":1045.4499999999998,"d":"$1,045.5"}}]
[387,230475,"095dbe6e6f7b484e853fa7590670c014","Accept","Yes",null,null,"محمد محمد بدر البكري","Displaced","Thahr",217,"عبدالهادي","I.R",{"$nulls":5},5.5,{"$nulls":12},42,{"$nulls":11},23,{"$nulls":20},1,{"$nulls":22},5.7,null,0.36,{"$nulls":4},2,1,1,null,null,2,null,1,{"$nulls":39},{"$f":"SUMPRODUCT(Planned[[#This Row],[GEN-1]:[EL-20]],TRANSPOSE(Arrangements[Unit Prices]))","v":{"v":1136.8,"d":"$1,136.8"}}]
[388,223010,"6b6e6fd675234c54aca1a833e3cbf145","Accept","Yes",null,null,"عدلى همام صبيح","Displaced","Thahr",217,"عبدالهادي","I.R",{"$nulls":6},4.5,{"$nulls":5},800,{"$nulls":5},200,{"$nulls":57},0.12,{"$nulls":4},4,4,1,null,3,null,1,1.2,1,null,1,2,18,null,null,4,8,{"$nulls":13},3,{"$nulls":3},3,{"$nulls":12},{"$f":"SUMPRODUCT(Planned[[#This Row],[GEN-1]:[EL-20]],TRANSPOSE(Arrangements[Unit Prices]))","v":{"v":1528.4,"d":"$1,528.4"}}]
[389,287509,"bcf632ef838b4da7b022619160046591","Accept","Yes",null,null,"عبدالله طاهر رمضان","Displaced","Thahr",217,"عبدالهادي","I.R",{"$nulls":6},4,null,0.25,{"$nulls":3},950,{"$nulls":5},225,{"$nulls":57},0.12,{"$nulls":4},4,3,1,null,3,null,1,1.2,1,null,null,2,15,null,null,3,6,{"$nulls":13},3,{"$nulls":3},3,{"$nulls":12},{"$f":"SUMPRODUCT(Planned[[#This Row],[GEN-1]:[EL-20]],TRANSPOSE(Arrangements[Unit Prices]))","v":{"v":1618.75,"d":"$1,618.8"}}]
[390,297696,"91e4620bfec1477aa635e35a1edaf9e1","Accept","Yes",null,null,"قصي موسى العثمان","Displaced","Thahr",217,"عبدالهادي","I.R",{"$nulls":6},3.5,{"$nulls":21},24,{"$nulls":4},1,{"$nulls":14},2,{"$nulls":32},4,2,{"$nulls":3},2,1,1.5,{"$nulls":3},2,{"$nulls":3},4,6,{"$nulls":30},{"$f":"SUMPRODUCT(Planned[[#This Row],[GEN-1]:[EL-20]],TRANSPOSE(Arrangements[Unit Prices]))","v":{"v":723.5,"d":"$723.5"}}]
[391,214702,"571eb6394a5048f196dd7a989124cd33","Accept","Yes",null,null,"محمد عبدالعزيز العوض","Displaced","Thahr",217,"عبدالهادي","I.R",{"$nulls":5},3.5,{"$nulls":12},32,null,16,{"$nulls":7},22,{"$nulls":12},0.5,null,null,2,2,{"$nulls":9},1,null,1,null,0.8,{"$nulls":6},1,{"$nulls":14},2,1,{"$nulls":6},1,null,null,1,{"$nulls":25},2,null,null,1,null,1,{"$nulls":3},12,{"$f":"SUMPRODUCT(Planned[[#This Row],[GEN-1]:[EL-20]],TRANSPOSE(Arrangements[Unit Prices]))","v":{"v":898.1,"d":"$898.1"}}]
[392,321677,"06578329f0f6466cb6f607f51e0d367c","Accept","Yes",null,null,"شيماء يوسف قشيط","Displaced","Thahr",217,"عبدالهادي","I.R",{"$nulls":8},0.35,{"$nulls":8},5,35,{"$nulls":9},10,{"$nulls":4},1,{"$nulls":21},1,{"$nulls":3},0.9,{"$nulls":18},1.5,2,2.05,2,null,1,null,1,1,1,1.2,{"$nulls":3},1,null,14,{"$nulls":33},{"$f":"SUMPRODUCT(Planned[[#This Row],[GEN-1]:[EL-20]],TRANSPOSE(Arrangements[Unit Prices]))","v":{"v":617.35,"d":"$617.4"}}]
[393,94109,"28397bd7eb35463d8de312c0eff7ed47","Accept","Yes",null,null,"ريمة جمعة حسون","resident","Mansura",289,"عبدالهادي + نور","I.R",{"$nulls":17},5,88,{"$nulls":7},90,null,7.5,{"$nulls":19},1,{"$nulls":31},2,2,2,1,null,2,2,1,1.2,{"$nulls":39},{"$f":"SUMPRODUCT(Planned[[#This Row],[GEN-1]:[EL-20]],TRANSPOSE(Arrangements[Unit Prices]))","v":{"v":1065,"d":"$1,065.0"}}]
[394,129070,"c3a72906cbc245048d2bcd675709b59d","Accept","Yes",null,null,"دياب مصطفى حلاق","Displaced","Mansura",289,"عبدالهادي + نور","I.R",{"$nulls":17},10,{"$nulls":10},8,{"$nulls":4},1,{"$nulls":5},2.1,{"$nulls":11},1,{"$nulls":22},3.2,null,0.28,{"$nulls":3},3.1,1,1,1,null,4,{"$nulls":6},2,{"$nulls":19},4,4,{"$nulls":4},2,null,2,1,null,1,null,null,30,15,{"$f":"SUMPRODUCT(Planned[[#This Row],[GEN-1]:[EL-20]],TRANSPOSE(Arrangements[Unit Prices]))","v":{"v":1067.7,"d":"$1,067.7"}}]
[396,94422,"40df6730d78d4f6c83646464518353de","Accept","Yes",null,null,"مريم عبداللطيف عبدالعزيز","resident","Mansura",289,"عبدالهادي + نور","I.R",{"$nulls":5},2.4,null,null,0.32,{"$nulls":3},20,{"$nulls":5},15,{"$nulls":9},26,{"$nulls":13},1,{"$nulls":12},4,2,4,{"$nulls":28},3,1,1.2,1,null,null,1,15,{"$nulls":6},1,{"$nulls":27},{"$f":"SUMPRODUCT(Planned[[#This Row],[GEN-1]:[EL-20]],TRANSPOSE(Arrangements[Unit Prices]))","v":{"v":799.45,"d":"$799.5"}}]
[398,270991,"bff97c9c5ff1419eba43b19f5ff0c2b1","Accept","Yes",null,null,"خالد محمود الرحال","Displaced","Thahr",217,"ابراهيم","I.R",{"$nulls":5},7,{"$nulls":45},2,{"$nulls":24},0.18,{"$nulls":4},5,4,null,null,3,1,1,1.2,{"$nulls":3},1,null,10,null,null,10,{"$nulls":3},1,{"$nulls":26},{"$f":"SUMPRODUCT(Planned[[#This Row],[GEN-1]:[EL-20]],TRANSPOSE(Arrangements[Unit Prices]))","v":{"v":1151.4,"d":"$1,151.4"}}]
[399,230387,"b7aef19d842e46338ae2a27d203280b6","Accept","Yes",null,null,"عبد الرزاق محمود عابدين","Displaced","Thahr",217,"ابراهيم","I.R",{"$nulls":18},132,{"$nulls":32},1,{"$nulls":9},35,{"$nulls":8},4,{"$nulls":10},2,2,1,null,3,{"$nulls":8},10,{"$nulls":6},1,{"$nulls":26},{"$f":"SUMPRODUCT(Planned[[#This Row],[GEN-1]:[EL-20]],TRANSPOSE(Arrangements[Unit Prices]))","v":{"v":801.9,"d":"$801.9"}}]
[400,219821,"655293504a954d68849b0e9b4527d484","Accept","Yes",null,null,"علاء محمد جمال باشا","Displaced","Thahr",217,"ابراهيم","I.R",{"$nulls":5},0.5,{"$nulls":12},6,{"$nulls":32},1,{"$nulls":3},1,{"$nulls":4},1,{"$nulls":15},0.09,{"$nulls":4},2,2,null,null,2,null,1,0.6,{"$nulls":5},10,{"$nulls":6},1,{"$nulls":26},{"$f":"SUMPRODUCT(Planned[[#This Row],[GEN-1]:[EL-20]],TRANSPOSE(Arrangements[Unit Prices]))","v":{"v":545,"d":"$545.0"}}]
[401,134987,"1457129ed46a48218c42a67561f196a1","Accept","Yes",null,null,"إبراهيم محمد ديب سعد الدين","Displaced","Thahr",217,"ابراهيم","I.R",{"$nulls":10},0.5,{"$nulls":65},0.18,{"$nulls":4},4,4,1,null,1,{"$nulls":8},10,null,10,{"$nulls":4},1,{"$nulls":26},{"$f":"SUMPRODUCT(Planned[[#This Row],[GEN-1]:[EL-20]],TRANSPOSE(Arrangements[Unit Prices]))","v":{"v":535.4,"d":"$535.4"}}]
[402,321683,"46f4d6df1a054b5bac63523f8d5af44d","Accept","Yes",null,null,"عبد الله  يوسف بركات","Displaced","Thahr",217,"ابراهيم","I.R",{"$nulls":5},0.5,{"$nulls":12},207,{"$nulls":62},4,4,1,null,3,2,1,1.2,{"$nulls":3},2,null,10,null,null,10,{"$nulls":3},1,{"$nulls":26},{"$f":"SUMPRODUCT(Planned[[#This Row],[GEN-1]:[EL-20]],TRANSPOSE(Arrangements[Unit Prices]))","v":{"v":1111.8,"d":"$1,111.8"}}]
[403,44794,"238c52f2123442cb9a7f789876289313","Accept","Yes",null,null,"سيف الدين فواز الباكير","resident","Thahr",217,"ابراهيم","I.R",{"$nulls":18},91,{"$nulls":19},1.89,{"$nulls":30},1,{"$nulls":6},0.43,{"$nulls":4},3,null,1,null,4,{"$nulls":4},1,{"$nulls":3},10,null,null,5,{"$nulls":3},1,{"$nulls":26},{"$f":"SUMPRODUCT(Planned[[#This Row],[GEN-1]:[EL-20]],TRANSPOSE(Arrangements[Unit Prices]))","v":{"v":651.52,"d":"$651.5"}}]
[404,227924,"4c8e646dd66b4b4ca4afbfa35f34f25b","Accept","Yes",null,null,"عمر قدور السليمان","Displaced","Thahr",217,"ابراهيم","I.R",{"$nulls":5},0.5,{"$nulls":7},140,{"$nulls":4},180,{"$nulls":51},4,{"$nulls":10},2,4,null,null,3,null,1,0.6,{"$nulls":5},10,null,null,5,{"$nulls":3},1,{"$nulls":26},{"$f":"SUMPRODUCT(Planned[[#This Row],[GEN-1]:[EL-20]],TRANSPOSE(Arrangements[Unit Prices]))","v":{"v":954.95,"d":"$955.0"}}]
[405,62517,"29afd7f449454736be360314deede3e7","Accept","Yes",null,null,"معينة صطوف الباكير","resident","Thahr",217,"ابراهيم","I.R",{"$nulls":5},0.1,{"$nulls":7},100,{"$nulls":4},37,{"$nulls":51},4,{"$nulls":5},0.12,{"$nulls":4},4,7,null,null,3,null,1,1.2,1,{"$nulls":4},10,null,null,13,{"$nulls":3},1,{"$nulls":26},{"$f":"SUMPRODUCT(Planned[[#This Row],[GEN-1]:[EL-20]],TRANSPOSE(Arrangements[Unit Prices]))","v":{"v":851.45,"d":"$851.5"}}]
[406,214664,"10f6167c2c3c4d1bac889836c6ae64d2","Accept","Yes",null,null,"سندعوض السلوم","Displaced","Thahr",217,"ابراهيم","I.R",{"$nulls":5},1.1,{"$nulls":32},4.8,{"$nulls":12},1,{"$nulls":9},40,{"$nulls":14},0.18,{"$nulls":4},2,6,null,null,3,null,1,1.2,{"$nulls":3},2,{"$nulls":8},1,{"$nulls":26},{"$f":"SUMPRODUCT(Planned[[#This Row],[GEN-1]:[EL-20]],TRANSPOSE(Arrangements[Unit Prices]))","v":{"v":969.3999999999999,"d":"$969.4"}}]
[407,45626,"c5eb84de7c1342d5a1cb0b4c417b9416","Accept","Yes",null,null,"فضة يوسف الباكير","resident","Thahr",217,"ابراهيم","I.R",{"$nulls":5},0.6,{"$nulls":7},50,{"$nulls":4},87,{"$nulls":51},4,{"$nulls":5},0.45,{"$nulls":4},1,1,null,null,2,{"$nulls":3},1,{"$nulls":4},10,null,null,10,{"$nulls":3},1,{"$nulls":16},1,null,null,1,null,1,{"$nulls":3},10,{"$f":"SUMPRODUCT(Planned[[#This Row],[GEN-1]:[EL-20]],TRANSPOSE(Arrangements[Unit Prices]))","v":{"v":741.6,"d":"$741.6"}}]
[408,271452,"8eb460d8374e498c85b2156e613bfb90","Accept","Yes",null,null,"باسل موفق هنداوي","Displaced","Thahr",217,"ابراهيم","I.R",{"$nulls":5},2,{"$nulls":12},248,{"$nulls":36},1,{"$nulls":20},0.18,{"$nulls":4},5,4,null,null,3,null,1,1.2,{"$nulls":3},1,null,10,null,null,4,{"$nulls":3},1,{"$nulls":26},{"$f":"SUMPRODUCT(Planned[[#This Row],[GEN-1]:[EL-20]],TRANSPOSE(Arrangements[Unit Prices]))","v":{"v":1262.3,"d":"$1,262.3"}}]
[409,206283,"a8351f9c1a85419eb0cba3d8068b291f","Accept","Yes",null,null,"يوسف عبيد المحيميد","Displaced","Thahr",217,"ابراهيم","I.R",{"$nulls":5},2,{"$nulls":12},48,{"$nulls":36},1,{"$nulls":20},0.18,{"$nulls":4},5,4,null,null,1,{"$nulls":6},1,null,5,{"$nulls":33},{"$f":"SUMPRODUCT(Planned[[#This Row],[GEN-1]:[EL-20]],TRANSPOSE(Arrangements[Unit Prices]))","v":{"v":572.3,"d":"$572.3"}}]
[410,113587,"7a312d76c7014b229a73ed2d2041d655","Accept","Yes",null,null,"احمد عبد المنعم محمد امين","Displaced","Thahr",217,"ابراهيم","I.R",{"$nulls":5},6.46,{"$nulls":12},85,{"$nulls":19},1.44,{"$nulls":21},1.2,{"$nulls":15},0.25,{"$nulls":4},2,5,null,null,4,null,1,1.2,1,{"$nulls":4},12,null,null,10,{"$nulls":3},1,{"$nulls":26},{"$f":"SUMPRODUCT(Planned[[#This Row],[GEN-1]:[EL-20]],TRANSPOSE(Arrangements[Unit Prices]))","v":{"v":1083.12,"d":"$1,083.1"}}]
[411,321690,"543f75e8a5ff488b91c446c142b44c1f","Accept","Yes",null,null,"علاء بلال الخطاب","Displaced","Thahr",217,"ابراهيم","I.R",{"$nulls":18},145,{"$nulls":36},1,{"$nulls":25},2,6,null,null,2,null,1,0.6,{"$nulls":5},10,null,null,10,{"$nulls":3},1,{"$nulls":26},{"$f":"SUMPRODUCT(Planned[[#This Row],[GEN-1]:[EL-20]],TRANSPOSE(Arrangements[Unit Prices]))","v":{"v":871.8,"d":"$871.8"}}]
[412,214794,"596ef1b5c9cf49bc8a2118b1f3066bbb","Accept","Yes",null,null,"علي عبد الرزاق السلوم","Displaced","Thahr",217,"ابراهيم","I.R",{"$nulls":5},1.87,{"$nulls":12},42,{"$nulls":36},1,{"$nulls":4},2,{"$nulls":20},2,{"$nulls":3},2,null,1,{"$nulls":6},12,null,null,12,{"$nulls":3},1,{"$nulls":16},1,null,null,1,null,1,{"$nulls":3},10,{"$f":"SUMPRODUCT(Planned[[#This Row],[GEN-1]:[EL-20]],TRANSPOSE(Arrangements[Unit Prices]))","v":{"v":710.4,"d":"$710.4"}}]
[413,285259,"3a46ade03b5344528503829ce92da791","Accept","Yes",null,null,"محمد عبد الرزاق نهنه ","Displaced","Mansura",289,"شادي + سراب","I.R",{"$nulls":6},2.2,{"$nulls":11},80,{"$nulls":62},1,1,null,null,1,{"$nulls":7},10,{"$nulls":7},1,{"$nulls":17},1,null,1,null,1,{"$nulls":3},15,{"$f":"SUMPRODUCT(Planned[[#This Row],[GEN-1]:[EL-20]],TRANSPOSE(Arrangements[Unit Prices]))","v":{"v":690.3,"d":"$690.3"}}]
[415,137962,"10169fcd137f40cbb150fe3b6b13dcc7","Accept","Yes",null,null,"فيصل موسى الباشا","Displaced","Mansura",289,"مهند","I.R",{"$nulls":6},5,{"$nulls":5},100,{"$nulls":5},160,{"$nulls":57},0.25,{"$nulls":4},3,3,1,1,null,2,null,0.5,1,{"$nulls":4},10,null,null,15,{"$nulls":30},{"$f":"SUMPRODUCT(Planned[[#This Row],[GEN-1]:[EL-20]],TRANSPOSE(Arrangements[Unit Prices]))","v":{"v":991.65,"d":"$991.7"}}]
[416,287180,"ab8a948ee2894617857c1e37ea89e030","Accept","Yes",null,null,"صالح خالد قطران","Displaced","Thahr",217,"حسام","I.R",{"$nulls":6},6.4,{"$nulls":11},223,{"$nulls":32},1,{"$nulls":24},0.18,{"$nulls":4},3,2,null,1,1,1,1,1.2,null,null,1,{"$nulls":9},1,{"$nulls":26},{"$f":"SUMPRODUCT(Planned[[#This Row],[GEN-1]:[EL-20]],TRANSPOSE(Arrangements[Unit Prices]))","v":{"v":1310.2,"d":"$1,310.2"}}]
[417,48756,"12f50e549e014128abdec909858e00d8","Accept","Yes",null,null,"عبدالمعطي احمد المرعي","Displaced","Thahr",217,"حسام","I.R",{"$nulls":18},202,{"$nulls":32},1,{"$nulls":24},0.32,{"$nulls":4},1,1,{"$nulls":3},1,1,1.2,{"$nulls":39},{"$f":"SUMPRODUCT(Planned[[#This Row],[GEN-1]:[EL-20]],TRANSPOSE(Arrangements[Unit Prices]))","v":{"v":802.1999999999998,"d":"$802.2"}}]
[418,271007,"af31ed82d4554ad79642894b4dbc8094","Accept","Yes",null,null,"معاذ احمد سويد","Displaced","Thahr",217,"حسام","I.R",{"$nulls":6},6.5,{"$nulls":11},240,{"$nulls":57},0.09,{"$nulls":4},4,2,{"$nulls":3},2,1,1.2,{"$nulls":5},20,{"$nulls":6},1,{"$nulls":26},{"$f":"SUMPRODUCT(Planned[[#This Row],[GEN-1]:[EL-20]],TRANSPOSE(Arrangements[Unit Prices]))","v":{"v":1242.2,"d":"$1,242.2"}}]
[420,286821,"e7a92709dda94c1eaa8427d1f75121a0","Accept","Yes",null,null,"حسين صبحي خربطلي","Displaced","Thahr",217,"حسام","I.R",{"$nulls":6},0.7,{"$nulls":11},222,{"$nulls":32},1,{"$nulls":29},1,5,{"$nulls":3},2,1,1,{"$nulls":3},2,null,10,null,null,6,{"$nulls":30},{"$f":"SUMPRODUCT(Planned[[#This Row],[GEN-1]:[EL-20]],TRANSPOSE(Arrangements[Unit Prices]))","v":{"v":1034.1,"d":"$1,034.1"}}]
[422,249551,"ae3f444e52354021a2ab504ff2837a87","Accept","Yes",null,null,"عبدالله خالد الاحمد","Displaced","Thahr",217,"حسام","I.R",{"$nulls":6},0.176,{"$nulls":11},220,{"$nulls":62},2,3,{"$nulls":3},1,1,1.2,{"$nulls":3},2,null,10,null,null,6,{"$nulls":30},{"$f":"SUMPRODUCT(Planned[[#This Row],[GEN-1]:[EL-20]],TRANSPOSE(Arrangements[Unit Prices]))","v":{"v":848.18,"d":"$848.2"}}]
[423,105918,"347d1cee28b54dc88316e79fc6fabf43","Accept","Yes",null,null,"جهيدة جمعة الحسين","Displaced","Thahr",217,"حسام","I.R",{"$nulls":18},170,{"$nulls":62},2,3,{"$nulls":3},2,1,1.2,{"$nulls":3},2,10,12,null,null,12,{"$nulls":3},1,{"$nulls":16},1,null,null,1,null,1,{"$nulls":4},{"$f":"SUMPRODUCT(Planned[[#This Row],[GEN-1]:[EL-20]],TRANSPOSE(Arrangements[Unit Prices]))","v":{"v":1066.9,"d":"$1,066.9"}}]
[426,256332,"4797d1f1ce394cc3aeb4660b22474648","Accept","Yes",null,null,"يحيى فجر المرعي","Displaced","Thahr",217,"إبراهيم+هشام","I.R",{"$nulls":13},132,{"$nulls":46},2.45,35,{"$nulls":14},0.09,{"$nulls":4},6,7,null,null,2,1,1,1.2,{"$nulls":3},1,{"$nulls":8},1,{"$nulls":26},{"$f":"SUMPRODUCT(Planned[[#This Row],[GEN-1]:[EL-20]],TRANSPOSE(Arrangements[Unit Prices]))","v":{"v":865.69,"d":"$865.7"}}]
[427,256563,"318eaf5dfeb04637af7d2131b6178340","Accept","Yes",null,null,"نزيهة خالد المرعي","Displaced","Thahr",217,"إبراهيم+هشام","I.R",{"$nulls":18},338,{"$nulls":42},35,{"$nulls":14},0.18,{"$nulls":4},6,6,null,null,3,null,1,1.2,{"$nulls":3},2,{"$nulls":4},10,{"$nulls":3},1,{"$nulls":26},{"$f":"SUMPRODUCT(Planned[[#This Row],[GEN-1]:[EL-20]],TRANSPOSE(Arrangements[Unit Prices]))","v":{"v":1541.3999999999999,"d":"$1,541.4"}}]
[428,321682,"d61d23e6e2bc4ffa91157620c3499fe8","Accept","Yes",null,null,"خالد عكلة الفريج","Displaced","Thahr",217,"إبراهيم+هشام","I.R",{"$nulls":5},3,{"$nulls":6},25,{"$nulls":5},200,{"$nulls":32},1,{"$nulls":10},5,{"$nulls":13},0.32,{"$nulls":4},4,5,null,null,3,null,1,1.2,{"$nulls":3},2,null,10,null,null,10,{"$nulls":3},1,{"$nulls":26},{"$f":"SUMPRODUCT(Planned[[#This Row],[GEN-1]:[EL-20]],TRANSPOSE(Arrangements[Unit Prices]))","v":{"v":1334.55,"d":"$1,334.6"}}]
[429,249273,"3bc28fb9b8ea41a5b4c3a48b3afef732","Accept","Yes",null,null,"عمارخلف الفريج","Displaced","Thahr",217,"إبراهيم+هشام","I.R",{"$nulls":5},4.75,{"$nulls":7},205,{"$nulls":4},125,{"$nulls":32},1,2,{"$nulls":17},4,{"$nulls":10},2,{"$nulls":3},3,null,1,0.6,1,{"$nulls":4},10,null,null,5,{"$nulls":3},1,{"$nulls":17},1,null,1,null,1,{"$nulls":3},10,{"$f":"SUMPRODUCT(Planned[[#This Row],[GEN-1]:[EL-20]],TRANSPOSE(Arrangements[Unit Prices]))","v":{"v":1346.5500000000002,"d":"$1,346.6"}}]
[430,230363,"8e486cd2a541442790a9c55099d114f7","Accept","Yes",null,null,"احمد عوض الفرج","Displaced","Thahr",217,"إبراهيم+هشام","I.R",{"$nulls":5},2.5,{"$nulls":7},100,{"$nulls":4},175,{"$nulls":32},1,{"$nulls":18},4,{"$nulls":10},4,6,null,null,2,null,1,1.2,1,null,null,2,null,10,null,null,10,{"$nulls":3},1,{"$nulls":17},1,null,1,null,1,{"$nulls":3},10,{"$f":"SUMPRODUCT(Planned[[#This Row],[GEN-1]:[EL-20]],TRANSPOSE(Arrangements[Unit Prices]))","v":{"v":1583,"d":"$1,583.0"}}]
[431,45381,"46fe0694703540c3beb2e9c847fa574a","Accept","Yes",null,null,"صبا محمد نادر","Displaced","Albalat",288,"شادي + عبدالهادي","I.R",{"$nulls":6},2,{"$nulls":5},60,{"$nulls":5},50,{"$nulls":44},50,{"$nulls":10},0.4,{"$nulls":6},3,2,{"$nulls":35},2,null,null,1,null,1,{"$nulls":3},15,{"$f":"SUMPRODUCT(Planned[[#This Row],[GEN-1]:[EL-20]],TRANSPOSE(Arrangements[Unit Prices]))","v":{"v":767.8,"d":"$767.8"}}]
[432,257664,"b7ef815daef549eb972d3cb21be197d7","Accept","Yes",null,null,"عايد احمد الاحمد","Displaced","Albalat",288,"شادي + عبدالهادي","I.R",{"$nulls":18},90,{"$nulls":44},50,{"$nulls":17},2,3,1,{"$nulls":3},1,1,1,{"$nulls":11},1,{"$nulls":26},{"$f":"SUMPRODUCT(Planned[[#This Row],[GEN-1]:[EL-20]],TRANSPOSE(Arrangements[Unit Prices]))","v":{"v":722.4,"d":"$722.4"}}]
[433,230324,"fd222c0c90a046999707f061e7a68e48","Accept","Yes",null,null,"بسام ديب ابو الغيث","Displaced","Albalat",288,"شادي + عبدالهادي","I.R",{"$nulls":9},0.25,{"$nulls":8},100,{"$nulls":62},3,3,null,null,2,null,1,1,{"$nulls":4},10,{"$nulls":6},1,{"$nulls":27},{"$f":"SUMPRODUCT(Planned[[#This Row],[GEN-1]:[EL-20]],TRANSPOSE(Arrangements[Unit Prices]))","v":{"v":637.9,"d":"$637.9"}}]
[434,272684,"416c7f88c3e841ef9dfbf74033abe2cd","Accept","Yes",null,null,"عابد عبدالقادر زكرة","Displaced","Albalat",288,"شادي + عبدالهادي","I.R",{"$nulls":18},90,{"$nulls":62},1,2,null,null,2,null,1,1,{"$nulls":4},15,{"$nulls":34},{"$f":"SUMPRODUCT(Planned[[#This Row],[GEN-1]:[EL-20]],TRANSPOSE(Arrangements[Unit Prices]))","v":{"v":441.84999999999997,"d":"$441.9"}}]
[435,230336,"3bde9bbfa2cd4729b8ee467e21eb8936","Accept","Yes",null,null,"عبسي احمد جعفر الشردوب","Displaced","Albalat",288,"شادي + عبدالهادي","I.R",{"$nulls":18},220,{"$nulls":62},2,4,1,null,2,{"$nulls":15},1,{"$nulls":26},{"$f":"SUMPRODUCT(Planned[[#This Row],[GEN-1]:[EL-20]],TRANSPOSE(Arrangements[Unit Prices]))","v":{"v":868.2,"d":"$868.2"}}]
[437,254790,"971ef58e42044cf1b7a2522bf25324f9","Accept","Yes",null,null,"حسون محمود زيتون","Displaced","Albalat",288,"شادي + عبدالهادي","I.R",{"$nulls":6},2,{"$nulls":11},230,{"$nulls":62},4,3,{"$nulls":4},1,{"$nulls":5},10,{"$nulls":7},1,{"$nulls":26},{"$f":"SUMPRODUCT(Planned[[#This Row],[GEN-1]:[EL-20]],TRANSPOSE(Arrangements[Unit Prices]))","v":{"v":1026.9,"d":"$1,026.9"}}]
[438,215649,"fc5532b6ab6f4c85ba937057b1350528","Accept","Yes",null,null,"على احمد العثمان","Displaced","Albalat",288,"شادي + عبدالهادي","I.R",{"$nulls":18},300,{"$nulls":62},4,7,{"$nulls":28},3,{"$nulls":3},3,{"$nulls":12},{"$f":"SUMPRODUCT(Planned[[#This Row],[GEN-1]:[EL-20]],TRANSPOSE(Arrangements[Unit Prices]))","v":{"v":1143.6,"d":"$1,143.6"}}]
[439,295385,"45b3d56b4962411abe180a31cce4990b","Accept","Yes",null,null,"محمد محمود حلاق","Displaced","Albalat",288," عبدالهادي","I.R",{"$nulls":28},2,{"$nulls":51},6,1,4,{"$nulls":45},{"$f":"SUMPRODUCT(Planned[[#This Row],[GEN-1]:[EL-20]],TRANSPOSE(Arrangements[Unit Prices]))","v":{"v":473.2,"d":"$473.2"}}]
[440,321211,"40678f20fd7b498f8c4bd95263827dfe","Accept","Yes",null,null,"حسين خالد حمادة","resident","Albalat",288,"حسام-مهند","I.R",{"$nulls":6},1.7,null,0.1,{"$nulls":3},70,{"$nulls":5},70,{"$nulls":32},1,{"$nulls":29},1,2,null,1,null,2,null,0.5,{"$nulls":3},2,null,6,null,4,{"$nulls":4},1,{"$nulls":16},1,null,null,1,null,1,1,null,null,10,{"$f":"SUMPRODUCT(Planned[[#This Row],[GEN-1]:[EL-20]],TRANSPOSE(Arrangements[Unit Prices]))","v":{"v":1092.9,"d":"$1,092.9"}}]
[441,227544,"309fc17d078f45928ca25b37aefb82c7","Accept","Yes",null,null,"محمد خلف اليوسف","Displaced","Albalat",288,"حسام-مهند","I.R",{"$nulls":6},6,{"$nulls":11},75,{"$nulls":9},8,{"$nulls":7},2,null,null,2,{"$nulls":36},0.24,{"$nulls":4},2,1,null,1,null,2,null,0.5,1,null,null,2,{"$nulls":4},6,{"$nulls":30},{"$f":"SUMPRODUCT(Planned[[#This Row],[GEN-1]:[EL-20]],TRANSPOSE(Arrangements[Unit Prices]))","v":{"v":851.4,"d":"$851.4"}}]
[442,230487,"e291a1023b114d4d91c0a6e610276d5d","Accept","Yes",null,null,"حسن محمد الغريب","Displaced","Albalat",288,"إبراهيم+هشام","I.R",{"$nulls":12},65,{"$nulls":5},5,{"$nulls":42},25,{"$nulls":8},13,{"$nulls":5},0.98,{"$nulls":4},2,6,null,null,1,{"$nulls":6},1,null,5,{"$nulls":6},1,{"$nulls":17},1,null,1,null,1,{"$nulls":3},10,{"$f":"SUMPRODUCT(Planned[[#This Row],[GEN-1]:[EL-20]],TRANSPOSE(Arrangements[Unit Prices]))","v":{"v":828.9499999999999,"d":"$829.0"}}]
[443,257746,"7ed24e0223aa4967b566cb6b439b69b8","Accept","Yes",null,null,"محمد عبد الرزاق الصغير","Displaced","Albalat",288,"إبراهيم+هشام","I.R",{"$nulls":51},1,1,{"$nulls":10},35,{"$nulls":6},14,{"$nulls":5},0.95,{"$nulls":5},4,{"$nulls":9},2,{"$nulls":8},1,{"$nulls":26},{"$f":"SUMPRODUCT(Planned[[#This Row],[GEN-1]:[EL-20]],TRANSPOSE(Arrangements[Unit Prices]))","v":{"v":563.9,"d":"$563.9"}}]
[444,223665,"740a314815624c0b9499472e44cdf464","Accept","Yes",null,null,"عمار مصطفى حبلوصي","Displaced","Albalat",288,"إبراهيم+هشام","I.R",{"$nulls":18},86,{"$nulls":33},1,null,null,1,null,1,{"$nulls":18},0.5,{"$nulls":4},6,4,{"$nulls":9},2,{"$nulls":8},1,{"$nulls":26},{"$f":"SUMPRODUCT(Planned[[#This Row],[GEN-1]:[EL-20]],TRANSPOSE(Arrangements[Unit Prices]))","v":{"v":787,"d":"$787.0"}}]
[445,230496,"5b5e9af5fbb5476296cecfb6c7e28c95","Accept","Yes",null,null,"محمد امين ريحاني","Displaced","Albalat",288,"إبراهيم+هشام","I.R",{"$nulls":5},0.6,{"$nulls":12},74,{"$nulls":32},1,3,{"$nulls":23},0.32,null,null,1,null,2,{"$nulls":3},2,null,1,1.2,{"$nulls":3},2,null,10,{"$nulls":33},{"$f":"SUMPRODUCT(Planned[[#This Row],[GEN-1]:[EL-20]],TRANSPOSE(Arrangements[Unit Prices]))","v":{"v":673,"d":"$673.0"}}]
[446,257681,"3ad3c68762b44dd198070dccd282e5eb","Accept","Yes",null,null,"عبد المنعم امين ريحاني","Displaced","Albalat",288,"إبراهيم+هشام","I.R",{"$nulls":5},0.6,{"$nulls":12},42,{"$nulls":33},2,null,null,1,{"$nulls":20},0.09,{"$nulls":4},2,{"$nulls":3},2,null,1,1.2,{"$nulls":3},2,null,10,{"$nulls":33},{"$f":"SUMPRODUCT(Planned[[#This Row],[GEN-1]:[EL-20]],TRANSPOSE(Arrangements[Unit Prices]))","v":{"v":427.2,"d":"$427.2"}}]
[447,257620,"60e3de626a0948efa5f567453159e561","Accept","Yes",null,null,"باسل سعيد ريحاني","Displaced","Albalat",288,"إبراهيم+هشام","I.R",{"$nulls":5},1.5,{"$nulls":45},1,3,{"$nulls":10},10,{"$nulls":12},0.25,{"$nulls":4},2,{"$nulls":37},1,null,1,null,1,{"$nulls":3},10,{"$f":"SUMPRODUCT(Planned[[#This Row],[GEN-1]:[EL-20]],TRANSPOSE(Arrangements[Unit Prices]))","v":{"v":646,"d":"$646.0"}}]
[448,230490,"f2bb6d953ee0444b906af77179ffe63a","Accept","Yes",null,null,"سعيد محمد ريحاني","Displaced","Albalat",288,"إبراهيم+هشام","I.R",{"$nulls":5},0.8,{"$nulls":12},9,{"$nulls":33},1,{"$nulls":17},4,{"$nulls":10},2,{"$nulls":3},3,null,1,0.6,{"$nulls":3},2,null,5,{"$nulls":6},1,{"$nulls":16},1,null,null,1,null,1,{"$nulls":3},10,{"$f":"SUMPRODUCT(Planned[[#This Row],[GEN-1]:[EL-20]],TRANSPOSE(Arrangements[Unit Prices]))","v":{"v":616.9,"d":"$616.9"}}]
[449,230497,"1db58353fc3648ecb03c0acd7ec7be0d","Accept","Yes",null,null,"محمد نادر عبد الرحمن ريحاني","Displaced","Albalat",288,"إبراهيم+هشام","I.R",{"$nulls":5},0.5,{"$nulls":6},175,{"$nulls":5},44,{"$nulls":32},1,1,{"$nulls":9},25,{"$nulls":7},18,{"$nulls":5},0.09,{"$nulls":4},2,1,null,null,2,null,1,0.6,{"$nulls":5},10,{"$nulls":6},1,{"$nulls":26},{"$f":"SUMPRODUCT(Planned[[#This Row],[GEN-1]:[EL-20]],TRANSPOSE(Arrangements[Unit Prices]))","v":{"v":805.75,"d":"$805.8"}}]
[450,253261,"9a55802113254d6988b3d0f4bba0b935","Accept","Yes",null,null,"مصطفى عبدو قاسم","Displaced","mazrat haj Naiyf",290,"إبراهيم+هشام","I.R",{"$nulls":13},100,{"$nulls":4},273,{"$nulls":32},1,2,{"$nulls":10},10,{"$nulls":12},0.32,{"$nulls":4},5,1,null,null,3,null,1,0.6,{"$nulls":5},10,{"$nulls":6},1,{"$nulls":26},{"$f":"SUMPRODUCT(Planned[[#This Row],[GEN-1]:[EL-20]],TRANSPOSE(Arrangements[Unit Prices]))","v":{"v":1344.4999999999998,"d":"$1,344.5"}}]
[451,91271,"c0a47d65fd904459b797cd9a0e21e889","Accept","Yes",null,null,"إبراهيم احمد صطوف","resident","mazrat haj Naiyf",290,"إبراهيم+هشام","I.R",{"$nulls":5},1.9,{"$nulls":12},156,{"$nulls":33},4,{"$nulls":23},0.25,{"$nulls":4},3,null,1,null,2,1,{"$nulls":32},1,null,1,null,1,{"$nulls":3},10,{"$f":"SUMPRODUCT(Planned[[#This Row],[GEN-1]:[EL-20]],TRANSPOSE(Arrangements[Unit Prices]))","v":{"v":1008.8,"d":"$1,008.8"}}]
[452,91395,"08dc26aa57ae4fc8b27ecd54014bda05","Accept","Yes",null,null,"احمد حسين الصطوف","resident","mazrat haj Naiyf",290,"إبراهيم+هشام","I.R",{"$nulls":10},1.5,null,null,50,{"$nulls":4},157,{"$nulls":19},3,{"$nulls":12},1,3,{"$nulls":23},0.24,{"$nulls":51},{"$f":"SUMPRODUCT(Planned[[#This Row],[GEN-1]:[EL-20]],TRANSPOSE(Arrangements[Unit Prices]))","v":{"v":969.6999999999999,"d":"$969.7"}}]
[453,223546,"282670565a864243b2ddd53a2b7124d1","Accept","Yes",null,null,"فاطمة علي الناقوح","Displaced","mazrat haj Naiyf",290,"إبراهيم+هشام","I.R",{"$nulls":13},70,{"$nulls":4},138,{"$nulls":33},2,null,null,1,{"$nulls":25},2,{"$nulls":3},3,null,1,0.6,null,1,{"$nulls":3},10,null,null,15,{"$nulls":3},1,{"$nulls":26},{"$f":"SUMPRODUCT(Planned[[#This Row],[GEN-1]:[EL-20]],TRANSPOSE(Arrangements[Unit Prices]))","v":{"v":809.05,"d":"$809.1"}}]
[454,215245,"c7f0ae8d53a34681b553b5145a923517","Accept","Yes",null,null,"حسن ناصر موسى","Displaced","mazrat haj Naiyf",290,"إبراهيم+هشام","I.R",{"$nulls":18},236,{"$nulls":57},0.32,{"$nulls":4},3,{"$nulls":3},4,null,1,1.2,{"$nulls":3},2,{"$nulls":8},1,{"$nulls":26},{"$f":"SUMPRODUCT(Planned[[#This Row],[GEN-1]:[EL-20]],TRANSPOSE(Arrangements[Unit Prices]))","v":{"v":906.5999999999999,"d":"$906.6"}}]
[455,342789,"ac1b5efe334d4f85bc6c6912c9cbe967","Accept","Yes",null,null," مصطفى غرقان العكلة","Displaced","mazrat haj Naiyf",290,"إبراهيم+هشام","I.R",{"$nulls":5},2,{"$nulls":12},132,{"$nulls":33},1,{"$nulls":17},2,{"$nulls":10},1,2,null,null,3,null,1,1.2,{"$nulls":5},10,null,null,5,{"$nulls":3},1,{"$nulls":26},{"$f":"SUMPRODUCT(Planned[[#This Row],[GEN-1]:[EL-20]],TRANSPOSE(Arrangements[Unit Prices]))","v":{"v":785.55,"d":"$785.6"}}]
[456,92421,"40767c16b8b348cfb9138685d8bc5220","Accept","Yes",null,null,"رضوان احمد صطوف","resident","mazrat haj Naiyf",290,"إبراهيم+هشام","I.R",{"$nulls":10},1,null,null,200,{"$nulls":4},225,{"$nulls":32},2,{"$nulls":3},1,{"$nulls":20},0.4,{"$nulls":4},4,2,null,null,2,null,1,0.6,{"$nulls":3},1,null,10,null,null,10,{"$nulls":3},1,{"$nulls":26},{"$f":"SUMPRODUCT(Planned[[#This Row],[GEN-1]:[EL-20]],TRANSPOSE(Arrangements[Unit Prices]))","v":{"v":1480.1,"d":"$1,480.1"}}]
[457,58595,"4be7f37c8e0a49379b03b4737a8f480a","Accept","Yes",null,null,"محمد فارس عليوي","resident","Ramadiyeh (Darkosh)",213,"ريم-مهند","I.R",{"$nulls":8},0.28,{"$nulls":9},26,{"$nulls":20},1,{"$nulls":11},2,{"$nulls":29},1,null,null,1,null,2,null,0.5,{"$nulls":29},1,null,null,1,null,1,1,null,null,10,{"$f":"SUMPRODUCT(Planned[[#This Row],[GEN-1]:[EL-20]],TRANSPOSE(Arrangements[Unit Prices]))","v":{"v":907,"d":"$907.0"}}]
[458,52594,"42ce8a31668c417dbfca7d5a7dd22b13","Accept","Yes",null,null,"فاطمة صطوف الحسين","resident","Ramadiyeh (Darkosh)",213,"ريم-مهند","I.R",{"$nulls":6},2.6,{"$nulls":5},50,{"$nulls":5},55,{"$nulls":32},1,{"$nulls":24},0.24,{"$nulls":4},3,2,null,1,null,1,null,0.5,{"$nulls":5},4,{"$nulls":6},1,{"$nulls":16},1,null,null,1,null,1,1,null,null,10,{"$f":"SUMPRODUCT(Planned[[#This Row],[GEN-1]:[EL-20]],TRANSPOSE(Arrangements[Unit Prices]))","v":{"v":1132.2,"d":"$1,132.2"}}]
[459,98701,"c77206ca220e4be5848c44b03650c0ae","Accept","Yes",null,null,"فاطمة فارس عليوي","resident","Ramadiyeh (Darkosh)",213,"ريم-مهند","I.R",{"$nulls":6},0.6,{"$nulls":5},35,{"$nulls":63},0.35,{"$nulls":4},1,1,null,1,null,2,null,0.5,null,1,{"$nulls":3},5,{"$nulls":6},1,{"$nulls":16},1,null,null,1,null,1,1,null,null,10,{"$f":"SUMPRODUCT(Planned[[#This Row],[GEN-1]:[EL-20]],TRANSPOSE(Arrangements[Unit Prices]))","v":{"v":772.25,"d":"$772.3"}},{"$nulls":3},468]
[460,50930,"74b158921bff48dd8bb2d011ba19c9a3","Accept","Yes",null,null,"علياء توفيق بركو","resident","Ramadiyeh (Darkosh)",213,"ريم-مهند","I.R",{"$nulls":6},5,{"$nulls":11},150,{"$nulls":57},0.6,{"$nulls":7},1,null,2,null,0.5,{"$nulls":29},1,null,null,1,null,1,1,null,null,10,{"$f":"SUMPRODUCT(Planned[[#This Row],[GEN-1]:[EL-20]],TRANSPOSE(Arrangements[Unit Prices]))","v":{"v":1006,"d":"$1,006.0"}}]
[461,60138,"94b9a2cbe6b0494f9c287ca3bc2daa55","Accept","Yes",null,null,"محمود حسن الديري","resident","Ramadiyeh (Darkosh)",213,"ريم-مهند","I.R",{"$nulls":6},5,{"$nulls":11},55,{"$nulls":44},15,{"$nulls":12},0.2,{"$nulls":3},1.8,2,2,1,null,null,2,{"$nulls":14},1,{"$nulls":26},{"$f":"SUMPRODUCT(Planned[[#This Row],[GEN-1]:[EL-20]],TRANSPOSE(Arrangements[Unit Prices]))","v":{"v":696.6,"d":"$696.6"}}]
[462,50687,"98ab4ebef2ca48e383804f1306e9ece4","Accept","Yes",null,null,"علي محمد العلي","Displaced","Ramadiyeh (Darkosh)",213,"حسام + سراب","I.R",{"$nulls":6},1.7,null,null,0.1,null,null,200,{"$nulls":5},85,{"$nulls":32},1,{"$nulls":29},3,3,1,null,3,2,1,1.2,1,null,1,1,10,15,null,null,10,{"$nulls":30},{"$f":"SUMPRODUCT(Planned[[#This Row],[GEN-1]:[EL-20]],TRANSPOSE(Arrangements[Unit Prices]))","v":{"v":951.9,"d":"$951.9"}}]
[463,98692,"b6ae48470870482d9d72c4d50d2a8f72","Accept","Yes",null,null,"جمعة احمد عبدالله","Displaced","Ramadiyeh (Darkosh)",213,"حسام + سراب","I.R",{"$nulls":6},4.2,{"$nulls":5},40,{"$nulls":5},29,{"$nulls":15},0.3,{"$nulls":16},1,{"$nulls":29},2,2,null,null,2,1,1,1,1,null,null,2,10,{"$nulls":3},15,{"$nulls":3},1,{"$nulls":26},{"$f":"SUMPRODUCT(Planned[[#This Row],[GEN-1]:[EL-20]],TRANSPOSE(Arrangements[Unit Prices]))","v":{"v":788.85,"d":"$788.9"}}]
[464,55938,"d51fb38acb9548a2a8154097cfa5348b","Accept","Yes",null,null,"محمد جمعة محمد علي","resident","Ramadiyeh (Darkosh)",213,"عبدالهادي + نور","I.R",{"$nulls":10},2,null,120,{"$nulls":6},25,{"$nulls":27},6,{"$nulls":15},25,{"$nulls":12},0.24,{"$nulls":4},2,2,1,null,2,{"$nulls":42},{"$f":"SUMPRODUCT(Planned[[#This Row],[GEN-1]:[EL-20]],TRANSPOSE(Arrangements[Unit Prices]))","v":{"v":651.6,"d":"$651.6"}}]
[465,98691,"c24a4c8484364dd19c67ac42d881d837","Accept","Yes",null,null,"اسماعيل محمد حميدي حماسية","resident","Ramadiyeh (Darkosh)",213,"عبدالهادي + نور","I.R",null,3,{"$nulls":5},1,{"$nulls":4},100,{"$nulls":5},80,{"$nulls":9},1.5,{"$nulls":26},1,null,1,{"$nulls":5},75,{"$nulls":12},1.2,{"$nulls":4},3,3,null,null,1,{"$nulls":3},1,{"$nulls":4},12,null,null,9,{"$nulls":20},2,null,null,1,null,1,{"$nulls":3},10,{"$f":"SUMPRODUCT(Planned[[#This Row],[GEN-1]:[EL-20]],TRANSPOSE(Arrangements[Unit Prices]))","v":{"v":1026.65,"d":"$1,026.7"}}]
[466,56516,"0cf734577a404e919380b539b7635782","Accept","Yes",null,null,"فطيم محمد حماسية","resident","Ramadiyeh (Darkosh)",213,"عبدالهادي + نور","I.R",{"$nulls":3},0.35,null,1,{"$nulls":6},200,{"$nulls":5},40,{"$nulls":9},1.5,{"$nulls":26},1,null,1,{"$nulls":12},9,{"$nulls":5},0.3,{"$nulls":4},2,1,1,null,3,null,1,0.8,1,{"$nulls":3},8,{"$nulls":3},15,null,null,1,{"$nulls":17},1,null,null,1,null,1,{"$nulls":3},10,{"$f":"SUMPRODUCT(Planned[[#This Row],[GEN-1]:[EL-20]],TRANSPOSE(Arrangements[Unit Prices]))","v":{"v":894.5,"d":"$894.5"}}]
[467,41664,"f66eedf20f7f4798b997480d14a42790","Accept","Yes",null,null,"شمسة احمد حماسية","resident","Ramadiyeh (Darkosh)",213,"عبدالهادي + نور","I.R",{"$nulls":5},0.25,{"$nulls":6},60,{"$nulls":4},5,30,{"$nulls":36},1,null,1,null,1.5,{"$nulls":16},0.24,{"$nulls":4},4,2,1,null,2,2,1,1.2,{"$nulls":3},3,{"$nulls":7},1,{"$nulls":17},1,null,null,1,null,1,{"$nulls":3},15,{"$f":"SUMPRODUCT(Planned[[#This Row],[GEN-1]:[EL-20]],TRANSPOSE(Arrangements[Unit Prices]))","v":{"v":855.9,"d":"$855.9"}}]
[468,193132,"1d28bf71ae6246a9b5826e5557a9f3e7","Accept","Yes",null,null,"سامر وليد حماسية","resident","Ramadiyeh (Darkosh)",213,"عبدالهادي + نور","I.R",{"$nulls":12},55,{"$nulls":4},4,20,{"$nulls":57},0.4,null,null,2,null,5,4,{"$nulls":45},{"$f":"SUMPRODUCT(Planned[[#This Row],[GEN-1]:[EL-20]],TRANSPOSE(Arrangements[Unit Prices]))","v":{"v":479.05,"d":"$479.1"}}]
["Total",{"$nulls":140},{"$f":"SUBTOTAL(109,Planned[Price per BNF\n$])","v":{"v":435523.0270000004,"d":"$435,523.0"}}]
[{"$nulls":13},{"$f":"SUBTOTAL(9,Planned[GEN-1])","v":40},{"$f":"SUBTOTAL(9,Planned[GEN-2])","v":27},{"$f":"SUBTOTAL(9,Planned[GEN-3])","v":16},{"$f":"SUBTOTAL(9,Planned[GEN-4])","v":0.7},{"$f":"SUBTOTAL(9,Planned[GEN-5])","v":0},{"$f":"SUBTOTAL(9,Planned[GEN-6])","v":239.08},{"$f":"SUBTOTAL(9,Planned[GEN-7])","v":367.1959999999999},{"$f":"SUBTOTAL(9,Planned[GEN-8])","v":4},{"$f":"SUBTOTAL(9,Planned[GEN-9])","v":21.031},{"$f":"SUBTOTAL(9,Planned[GEN-10])","v":39.019999999999996},{"$f":"SUBTOTAL(9,Planned[GEN-11])","v":8.5},{"$f":"SUBTOTAL(9,Planned[GEN-12])","v":0.11},{"$f":"SUBTOTAL(9,Planned[GEN-13])","v":11866},{"$f":"SUBTOTAL(9,Planned[GEN-14])","v":6337},{"$f":"SUBTOTAL(9,Planned[GEN-15])","v":1140},{"$f":"SUBTOTAL(9,Planned[GEN-16])","v":12},{"$f":"SUBTOTAL(9,Planned[GEN-17])","v":0},{"$f":"SUBTOTAL(9,Planned[GEN-18])","v":64},{"$f":"SUBTOTAL(9,Planned[GEN-19])","v":54658.33},{"$f":"SUBTOTAL(9,Planned[GEN-20])","v":774},{"$f":"SUBTOTAL(9,Planned[GEN-21])","v":96},{"$f":"SUBTOTAL(9,Planned[GEN-22])","v":120},{"$f":"SUBTOTAL(9,Planned[GEN-23])","v":0},{"$f":"SUBTOTAL(9,Planned[GEN-24])","v":28},{"$f":"SUBTOTAL(9,Planned[GEN-25])","v":0},{"$f":"SUBTOTAL(9,Planned[GEN-26])","v":112.03999999999999},{"$f":"SUBTOTAL(9,Planned[GEN-27])","v":288.8},{"$f":"SUBTOTAL(9,Planned[GEN-28])","v":0},{"$f":"SUBTOTAL(9,Planned[GEN-29])","v":924.115},{"$f":"SUBTOTAL(9,Planned[GEN-30])","v":138.5},{"$f":"SUBTOTAL(9,Planned[GEN-31])","v":162.31},{"$f":"SUBTOTAL(9,Planned[GEN-32])","v":0},{"$f":"SUBTOTAL(9,Planned[GEN-33])","v":0},{"$f":"SUBTOTAL(9,Planned[GEN-34])","v":7},{"$f":"SUBTOTAL(9,Planned[GEN-35])","v":1.44},{"$f":"SUBTOTAL(9,Planned[GEN-36])","v":42},{"$f":"SUBTOTAL(9,Planned[WD-1])","v":2},{"$f":"SUBTOTAL(9,Planned[WD-2])","v":0},{"$f":"SUBTOTAL(9,Planned[WD-3])","v":17.75},{"$f":"SUBTOTAL(9,Planned[WD-4])","v":35.940000000000005},{"$f":"SUBTOTAL(9,Planned[WD-5])","v":0},{"$f":"SUBTOTAL(9,Planned[WD-6])","v":0.5},{"$f":"SUBTOTAL(9,Planned[WD-7])","v":1},{"$f":"SUBTOTAL(9,Planned[WD-8])","v":0},{"$f":"SUBTOTAL(9,Planned[WD-9])","v":5},{"$f":"SUBTOTAL(9,Planned[WD-10])","v":2},{"$f":"SUBTOTAL(9,Planned[WD-11])","v":3},{"$f":"SUBTOTAL(9,Planned[WD-12])","v":6},{"$f":"SUBTOTAL(9,Planned[WD-13])","v":5},{"$f":"SUBTOTAL(9,Planned[WD-14])","v":0},{"$f":"SUBTOTAL(9,Planned[WD-15])","v":0},{"$f":"SUBTOTAL(9,Planned[ST-1])","v":154},{"$f":"SUBTOTAL(9,Planned[ST-2])","v":40},{"$f":"SUBTOTAL(9,Planned[ST-3])","v":3.74},{"$f":"SUBTOTAL(9,Planned[ST-4])","v":0},{"$f":"SUBTOTAL(9,Planned[ST-5])","v":48},{"$f":"SUBTOTAL(9,Planned[ST-6])","v":20},{"$f":"SUBTOTAL(9,Planned[ST-7])","v":14},{"$f":"SUBTOTAL(9,Planned[ST-8])","v":5},{"$f":"SUBTOTAL(9,Planned[ST-9])","v":18.752},{"$f":"SUBTOTAL(9,Planned[ST-10])","v":19.2},{"$f":"SUBTOTAL(9,Planned[ST-11])","v":586},{"$f":"SUBTOTAL(9,Planned[ST-12])","v":60},{"$f":"SUBTOTAL(9,Planned[ST-13])","v":1211},{"$f":"SUBTOTAL(9,Planned[ST-14])","v":101},{"$f":"SUBTOTAL(9,Planned[ST-15])","v":10},{"$f":"SUBTOTAL(9,Planned[ST-16])","v":17},{"$f":"SUBTOTAL(9,Planned[ST-17])","v":0},{"$f":"SUBTOTAL(9,Planned[ST-18])","v":63},{"$f":"SUBTOTAL(9,Planned[ST-19])","v":3},{"$f":"SUBTOTAL(9,Planned[ST-20])","v":330},{"$f":"SUBTOTAL(9,Planned[ST-21])","v":20},{"$f":"SUBTOTAL(9,Planned[ST-22])","v":0},{"$f":"SUBTOTAL(9,Planned[ST-23])","v":18},{"$f":"SUBTOTAL(9,Planned[AL-1])","v":135.22499999999997},{"$f":"SUBTOTAL(9,Planned[AL-2])","v":4.3500000000000005},{"$f":"SUBTOTAL(9,Planned[AL-3])","v":59.290000000000056},{"$f":"SUBTOTAL(9,Planned[AL-4])","v":8},{"$f":"SUBTOTAL(9,Planned[AL-5])","v":2.8},{"$f":"SUBTOTAL(9,Planned[AL-6])","v":14},{"$f":"SUBTOTAL(9,Planned[AL-7])","v":107.37999999999998},{"$f":"SUBTOTAL(9,Planned[AL-8])","v":1323},{"$f":"SUBTOTAL(9,Planned[AL-9])","v":1334},{"$f":"SUBTOTAL(9,Planned[WSAN-1])","v":198},{"$f":"SUBTOTAL(9,Planned[WSAN-2])","v":45},{"$f":"SUBTOTAL(9,Planned[WSAN-3])","v":669},{"$f":"SUBTOTAL(9,Planned[WSAN-4])","v":301.6},{"$f":"SUBTOTAL(9,Planned[WSAN-5])","v":294},{"$f":"SUBTOTAL(9,Planned[WSAN-6])","v":324.3399999999993},{"$f":"SUBTOTAL(9,Planned[WSAN-7])","v":52},{"$f":"SUBTOTAL(9,Planned[WSAN-8])","v":33},{"$f":"SUBTOTAL(9,Planned[WSAN-9])","v":38},{"$f":"SUBTOTAL(9,Planned[WSAN-10])","v":217},{"$f":"SUBTOTAL(9,Planned[WSAN-11])","v":1330},{"$f":"SUBTOTAL(9,Planned[WSAN-12])","v":1833},{"$f":"SUBTOTAL(9,Planned[WSAN-13])","v":16},{"$f":"SUBTOTAL(9,Planned[WSAN-14])","v":215},{"$f":"SUBTOTAL(9,Planned[WSAN-15])","v":1462},{"$f":"SUBTOTAL(9,Planned[WSAN-16])","v":19},{"$f":"SUBTOTAL(9,Planned[WSAN-17])","v":0},{"$f":"SUBTOTAL(9,Planned[WSAN-18])","v":20},{"$f":"SUBTOTAL(9,Planned[WSAN-19])","v":279},{"$f":"SUBTOTAL(9,Planned[WSAN-20])","v":6},{"$f":"SUBTOTAL(9,Planned[WSAN-21])","v":0},{"$f":"SUBTOTAL(9,Planned[WSAN-22])","v":53},{"$f":"SUBTOTAL(9,Planned[WSAN-23])","v":2},{"$f":"SUBTOTAL(9,Planned[WSAN-24])","v":5},{"$f":"SUBTOTAL(9,Planned[WSAN-25])","v":1},{"$f":"SUBTOTAL(9,Planned[EL-1])","v":0},{"$f":"SUBTOTAL(9,Planned[EL-2])","v":0},{"$f":"SUBTOTAL(9,Planned[EL-3])","v":0},{"$f":"SUBTOTAL(9,Planned[EL-4])","v":38},{"$f":"SUBTOTAL(9,Planned[EL-5])","v":4},{"$f":"SUBTOTAL(9,Planned[EL-6])","v":4},{"$f":"SUBTOTAL(9,Planned[EL-7])","v":0},{"$f":"SUBTOTAL(9,Planned[EL-8])","v":20},{"$f":"SUBTOTAL(9,Planned[EL-9])","v":1},{"$f":"SUBTOTAL(9,Planned[EL-10])","v":0},{"$f":"SUBTOTAL(9,Planned[EL-11])","v":40},{"$f":"SUBTOTAL(9,Planned[EL-12])","v":71},{"$f":"SUBTOTAL(9,Planned[EL-13])","v":2},{"$f":"SUBTOTAL(9,Planned[EL-14])","v":68},{"$f":"SUBTOTAL(9,Planned[EL-15])","v":1},{"$f":"SUBTOTAL(9,Planned[EL-16])","v":100},{"$f":"SUBTOTAL(9,Planned[EL-17])","v":21},{"$f":"SUBTOTAL(9,Planned[EL-18])","v":0},{"$f":"SUBTOTAL(9,Planned[EL-19])","v":486},{"$f":"SUBTOTAL(9,Planned[EL-20])","v":838}]
[{"$nulls":31},8500]
[{"$nulls":31},{"$f":"AF473-AF474","v":46158.33}]
[]
[{"$nulls":31},1829.3199999999997]

{"sheet":"Shared Shelters","index":1,"n_rows":46,"n_cols":15,"rows_kept":46,"hidden":true}
["#","GOAL ID","Shelter_Notes","# of Merged Families","Number of HHs","Cost/Shelter\n$"]
[245,279578," دمج مع محمد الحسين",1,{"$f":"D2+1","v":2},{"v":2905.4,"d":"$2,905.4"},{"$f":"F2/E2","v":{"v":1452.7,"d":"$1,452.70"}},{"$nulls":4},{"v":1452.7,"d":"$1,452.70"}]
[246,259628,"دمج مع مريم حسون",1,{"$f":"D3+1","v":2},{"v":1052.9,"d":"$1,052.9"},{"v":526.45,"d":"$526.45"},{"$nulls":4},{"v":1452.7,"d":"$1,452.70"}]
[253,281506,"سكن جماعي مع لؤي شحادة الحمود  \\ عدد العوائل 6 ",1,6,{"v":2319.95,"d":"$2,320.0"},{"v":386.6583333333333,"d":"$386.66"},{"$nulls":4},{"v":526.45,"d":"$526.45"}]
[258,186698,"دمج مع جاسم الصفوك",1,2,{"v":1072.85,"d":"$1,072.9"},{"v":536.425,"d":"$536.43"},"Average =",{"$f":"F19/E19","v":{"v":683.1232222222222,"d":"$683.12"}},null,null,{"v":526.45,"d":"$526.45"}]
[282,282615,"دمج  مع رضوان يحيى الجاسم",1,2,{"v":1475,"d":"$1,475.0"},{"v":737.5,"d":"$737.50"},{"$nulls":4},{"v":386.6583333333333,"d":"$386.66"}]
[334,41300,"دمج مع وداد خالد الحمود",1,2,{"v":1361.6999999999998,"d":"$1,361.7"},{"v":680.8499999999999,"d":"$680.85"},{"$nulls":4},{"v":386.6583333333333,"d":"$386.66"}]
[351,252560,"دمج مع فطيم فياض العليق و محمد ابراهيم الرحمون واحمد ابراهيم الرحمون واحمد مصطفى الجعفر",4,5,{"v":1550.36,"d":"$1,550.4"},{"$f":"F8/E8","v":{"v":310.072,"d":"$310.07"}},{"$nulls":4},{"v":386.6583333333333,"d":"$386.66"}]
[380,252528,"دمج مع علاء عماد السعيد",1,2,{"v":1718.8,"d":"$1,718.8"},{"v":859.4,"d":"$859.40"},{"$nulls":4},{"v":386.6583333333333,"d":"$386.66"},null,{"$f":"MEDIAN(L2:L46)","v":{"v":680.8499999999999,"d":"$680.85"}},"Median cost/HH"]
[383,255577,"دمج مع عبد القادر عبد الكافي الاصلان",1,2,{"v":863.2,"d":"$863.2"},{"v":431.6,"d":"$431.60"},{"$nulls":4},{"v":386.6583333333333,"d":"$386.66"}]
[395,93321,"مدمج مع حاجة احمد الغريب",1,2,{"v":1430.6,"d":"$1,430.6"},{"v":715.3,"d":"$715.30"},{"$nulls":4},{"v":386.6583333333333,"d":"$386.66"}]
[397,284858,"مدمج مع سليمه احمد زين الدين ومع  عمر محمود الزين",2,3,{"v":3409.4500000000003,"d":"$3,409.5"},{"v":1136.4833333333333,"d":"$1,136.48"},{"$nulls":4},{"v":536.425,"d":"$536.43"}]
[414,284937,"مدمج مع عبد الهادي قدور الباشا",1,2,{"v":1403.5,"d":"$1,403.5"},{"v":701.75,"d":"$701.75"},{"$nulls":4},{"v":536.425,"d":"$536.43"}]
[419,227289,"مدمج مع فاطمة علي الرعي",1,2,{"v":1476.15,"d":"$1,476.2"},{"v":738.075,"d":"$738.08"},{"$nulls":4},{"v":737.5,"d":"$737.50"}]
[421,270979,"مدمج مع زور غازي الطه",1,2,{"v":1540.5,"d":"$1,540.5"},{"v":770.25,"d":"$770.25"},{"$nulls":4},{"v":737.5,"d":"$737.50"}]
[424,270263,"مدمج مع احمد ابراهيم الاحمد ومع نجاح احمد الاحمد",2,3,{"v":3185.64,"d":"$3,185.6"},{"v":1061.8799999999999,"d":"$1,061.88"},{"$nulls":4},{"v":680.8499999999999,"d":"$680.85"}]
[425,330596,"مدمج مع علي محمد صابر القاسم ومع خالد محمد صابر القاسم ومع نصرة احمد الاحمد",3,4,{"v":2303.745,"d":"$2,303.7"},{"v":575.93625,"d":"$575.94"},{"$nulls":4},{"v":680.8499999999999,"d":"$680.85"}]
[436,247457,"عبدالرحمن عبدالكريم زكرة",1,2,{"v":1670.8,"d":"$1,670.8"},{"v":835.4,"d":"$835.40"},{"$nulls":4},{"v":310.072,"d":"$310.07"}]
[{"$nulls":4},{"$f":"SUM(E2:E18)","v":45},{"$f":"SUM(F2:F18)","v":{"v":30740.545,"d":"$30,740.5"}},{"$nulls":5},{"v":310.072,"d":"$310.07"}]
[{"$nulls":11},{"v":310.072,"d":"$310.07"}]
[{"$nulls":11},{"v":310.072,"d":"$310.07"}]
[{"$nulls":11},{"v":310.072,"d":"$310.07"}]
[{"$nulls":11},{"v":859.4,"d":"$859.40"}]
[{"$nulls":11},{"v":859.4,"d":"$859.40"}]
[{"$nulls":11},{"v":431.6,"d":"$431.60"}]
[{"$nulls":11},{"v":431.6,"d":"$431.60"}]
[{"$nulls":11},{"v":715.3,"d":"$715.30"}]
[{"$nulls":11},{"v":715.3,"d":"$715.30"}]
[{"$nulls":11},{"v":1136.4833333333333,"d":"$1,136.48"}]
[{"$nulls":11},{"v":1136.4833333333333,"d":"$1,136.48"}]
[{"$nulls":11},{"v":1136.4833333333333,"d":"$1,136.48"}]
[{"$nulls":11},{"v":701.75,"d":"$701.75"}]
[{"$nulls":11},{"v":701.75,"d":"$701.75"}]
[{"$nulls":11},{"v":738.075,"d":"$738.08"}]
[{"$nulls":11},{"v":738.075,"d":"$738.08"}]
[{"$nulls":11},{"v":770.25,"d":"$770.25"}]
[{"$nulls":11},{"v":770.25,"d":"$770.25"}]
[{"$nulls":11},{"v":1061.8799999999999,"d":"$1,061.88"}]
[{"$nulls":11},{"v":1061.8799999999999,"d":"$1,061.88"}]
[{"$nulls":11},{"v":1061.8799999999999,"d":"$1,061.88"}]
[{"$nulls":11},{"v":575.93625,"d":"$575.94"}]
[{"$nulls":11},{"v":575.93625,"d":"$575.94"}]
[{"$nulls":11},{"v":575.93625,"d":"$575.94"}]
[{"$nulls":11},{"v":575.93625,"d":"$575.94"}]
[{"$nulls":11},{"v":835.4,"d":"$835.40"}]
[{"$nulls":11},{"v":835.4,"d":"$835.40"}]

{"sheet":"single shelter unit","index":2,"n_rows":453,"n_cols":9,"rows_kept":453,"hidden":true}
["#","GOAL ID","Number of HHs","Price per BNF\n$"]
[262,26922,1,{"v":340.34999999999997,"d":"$340.4"}]
[197,224970,1,{"v":349.70000000000005,"d":"$349.7"}]
[352,229045,1,{"v":355.8,"d":"$355.8"}]
[114,284915,1,{"v":396.9,"d":"$396.9"}]
[329,222838,1,{"v":401.5,"d":"$401.5"}]
[10,282361,1,{"v":403.2,"d":"$403.2"}]
[332,41990,1,{"v":408,"d":"$408.0"}]
[21,101541,1,{"v":414.55,"d":"$414.6"}]
[259,22938,1,{"v":421,"d":"$421.0"}]
[269,17944,1,{"v":421.55,"d":"$421.6"}]
[97,30885,1,{"v":423.1,"d":"$423.1"}]
[162,31169,1,{"v":424.1,"d":"$424.1"}]
[12,95194,1,{"v":425,"d":"$425.0"},null,null,"`"]
[242,20392,1,{"v":426.29999999999995,"d":"$426.3"}]
[446,257681,1,{"v":427.2,"d":"$427.2"}]
[216,19627,1,{"v":438.4,"d":"$438.4"}]
[315,303553,1,{"v":439.8,"d":"$439.8"}]
[249,259029,1,{"v":441.1,"d":"$441.1"}]
[434,272684,1,{"v":441.84999999999997,"d":"$441.9"}]
[33,281463,1,{"v":447.79999999999995,"d":"$447.8"}]
[378,158859,1,{"v":451.75,"d":"$451.8"}]
[153,31175,1,{"v":462.3,"d":"$462.3"}]
[215,253303,1,{"v":466.9,"d":"$466.9"}]
[206,283474,1,{"v":468.2,"d":"$468.2"}]
[439,295385,1,{"v":473.2,"d":"$473.2"}]
[468,193132,1,{"v":479.05,"d":"$479.1"}]
[191,26782,1,{"v":481.6,"d":"$481.6"}]
[307,29980,1,{"v":489.3,"d":"$489.3"}]
[60,12277,1,{"v":490.09999999999997,"d":"$490.1"}]
[150,28340,1,{"v":498.1,"d":"$498.1"}]
[278,249209,1,{"v":498.95,"d":"$499.0"}]
[220,291723,1,{"v":512.8,"d":"$512.8"}]
[181,267025,1,{"v":514,"d":"$514.0"}]
[202,89950,1,{"v":518.0799999999999,"d":"$518.1"}]
[148,6242,1,{"v":518.6,"d":"$518.6"}]
[355,255444,1,{"v":520.6,"d":"$520.6"}]
[219,179343,1,{"v":523,"d":"$523.0"}]
[27,250651,1,{"v":524.178,"d":"$524.2"}]
[299,304486,1,{"v":532.35,"d":"$532.4"}]
[401,134987,1,{"v":535.4,"d":"$535.4"}]
[189,267107,1,{"v":537.9,"d":"$537.9"}]
[212,217274,1,{"v":541.8,"d":"$541.8"}]
[5,304366,1,{"v":542.4,"d":"$542.4"}]
[183,209192,1,{"v":543,"d":"$543.0"}]
[400,219821,1,{"v":545,"d":"$545.0"}]
[177,281732,1,{"v":548.1,"d":"$548.1"}]
[312,29662,1,{"v":548.2,"d":"$548.2"}]
[264,222937,1,{"v":550.3,"d":"$550.3"}]
[304,22086,1,{"v":555.6,"d":"$555.6"}]
[2,334288,1,{"v":557.5,"d":"$557.5"}]
[46,284877,1,{"v":557.5999999999999,"d":"$557.6"}]
[122,552,1,{"v":559.4,"d":"$559.4"}]
[159,24134,1,{"v":560.4,"d":"$560.4"}]
[80,241948,1,{"v":562.0999999999999,"d":"$562.1"}]
[443,257746,1,{"v":563.9,"d":"$563.9"}]
[9,275012,1,{"v":567.4,"d":"$567.4"}]
[224,91106,1,{"v":571.8,"d":"$571.8"}]
[409,206283,1,{"v":572.3,"d":"$572.3"}]
[369,276405,1,{"v":574.9,"d":"$574.9"}]
[131,148276,1,{"v":575,"d":"$575.0"}]
[117,284813,1,{"v":575.2,"d":"$575.2"}]
[313,31062,1,{"v":583.4,"d":"$583.4"}]
[210,227450,1,{"v":584.9,"d":"$584.9"}]
[171,17869,1,{"v":585.4,"d":"$585.4"}]
[74,23767,1,{"v":587,"d":"$587.0"}]
[238,295401,1,{"v":590.4,"d":"$590.4"}]
[237,1840,1,{"v":591.4,"d":"$591.4"}]
[179,224258,1,{"v":598.3,"d":"$598.3"}]
[22,23492,1,{"v":598.4799999999999,"d":"$598.5"}]
[119,282496,1,{"v":600.5999999999999,"d":"$600.6"}]
[377,50058,1,{"v":601.85,"d":"$601.9"}]
[169,20911,1,{"v":605.3,"d":"$605.3"}]
[160,304393,1,{"v":607.5999999999999,"d":"$607.6"}]
[335,33626,1,{"v":615.55,"d":"$615.6"}]
[448,230490,1,{"v":616.9,"d":"$616.9"}]
[392,321677,1,{"v":617.35,"d":"$617.4"}]
[251,22308,1,{"v":619.4,"d":"$619.4"}]
[196,90552,1,{"v":621.4,"d":"$621.4"}]
[195,253056,1,{"v":622.9000000000001,"d":"$622.9"}]
[268,229335,1,{"v":625.65,"d":"$625.7"}]
[343,320482,1,{"v":631.0500000000001,"d":"$631.1"}]
[47,11066,1,{"v":634.4,"d":"$634.4"}]
[7,207644,1,{"v":635.5999999999999,"d":"$635.6"}]
[433,230324,1,{"v":637.9,"d":"$637.9"}]
[281,249199,1,{"v":638.1800000000001,"d":"$638.2"}]
[72,230242,1,{"v":638.8,"d":"$638.8"}]
[261,6339,1,{"v":641.7,"d":"$641.7"}]
[128,218152,1,{"v":645.25,"d":"$645.3"}]
[447,257620,1,{"v":646,"d":"$646.0"}]
[330,319440,1,{"v":646.3,"d":"$646.3"}]
[6,95690,1,{"v":650.0999999999999,"d":"$650.1"}]
[403,44794,1,{"v":651.52,"d":"$651.5"}]
[464,55938,1,{"v":651.6,"d":"$651.6"}]
[28,11936,1,{"v":651.9039999999999,"d":"$651.9"}]
[1,95609,1,{"v":655.4,"d":"$655.4"}]
[284,181658,1,{"v":658,"d":"$658.0"}]
[121,302343,1,{"v":663.3499999999999,"d":"$663.4"}]
[102,14676,1,{"v":663.5,"d":"$663.5"}]
[71,250747,1,{"v":664.2,"d":"$664.2"}]
[254,10681,1,{"v":664.7,"d":"$664.7"}]
[103,278114,1,{"v":669.9,"d":"$669.9"}]
[445,230496,1,{"v":673,"d":"$673.0"}]
[234,229674,1,{"v":673.28,"d":"$673.3"}]
[66,250702,1,{"v":675.6,"d":"$675.6"}]
[321,128656,1,{"v":675.6,"d":"$675.6"}]
[152,19924,1,{"v":676.2,"d":"$676.2"}]
[118,285373,1,{"v":679.9,"d":"$679.9"}]
[270,30125,1,{"v":683.5,"d":"$683.5"}]
[354,320480,1,{"v":686.6,"d":"$686.6"}]
[255,186693,1,{"v":688.45,"d":"$688.5"}]
[385,227745,1,{"v":689.7,"d":"$689.7"}]
[413,285259,1,{"v":690.3,"d":"$690.3"}]
[34,280112,1,{"v":693,"d":"$693.0"}]
[155,20163,1,{"v":694.54,"d":"$694.5"}]
[461,60138,1,{"v":696.6,"d":"$696.6"}]
[84,250705,1,{"v":696.7,"d":"$696.7"}]
[283,8929,1,{"v":696.8000000000001,"d":"$696.8"}]
[298,28068,1,{"v":700.9,"d":"$700.9"}]
[129,279911,1,{"v":705.5999999999999,"d":"$705.6"}]
[180,267083,1,{"v":706.5999999999999,"d":"$706.6"}]
[23,281058,1,{"v":707.4,"d":"$707.4"}]
[412,214794,1,{"v":710.4,"d":"$710.4"}]
[198,90928,1,{"v":710.6,"d":"$710.6"}]
[95,168132,1,{"v":711.05,"d":"$711.1"}]
[188,19467,1,{"v":711.5999999999999,"d":"$711.6"}]
[92,25493,1,{"v":713.6,"d":"$713.6"}]
[40,29428,1,{"v":719.2,"d":"$719.2"}]
[226,28699,1,{"v":722,"d":"$722.0"}]
[432,257664,1,{"v":722.4,"d":"$722.4"}]
[390,297696,1,{"v":723.5,"d":"$723.5"}]
[184,313890,1,{"v":723.9,"d":"$723.9"}]
[67,4518,1,{"v":726,"d":"$726.0"}]
[101,304540,1,{"v":726.8,"d":"$726.8"}]
[296,224293,1,{"v":730.9,"d":"$730.9"}]
[135,284696,1,{"v":731,"d":"$731.0"}]
[297,4291,1,{"v":731.1,"d":"$731.1"}]
[205,210091,1,{"v":735.5999999999999,"d":"$735.6"}]
[187,26987,1,{"v":739.5,"d":"$739.5"}]
[407,45626,1,{"v":741.6,"d":"$741.6"}]
[325,256069,1,{"v":741.8,"d":"$741.8"}]
[113,459,1,{"v":741.95,"d":"$742.0"}]
[199,224998,1,{"v":742.5,"d":"$742.5"}]
[58,3254,1,{"v":743.3,"d":"$743.3"}]
[200,91160,1,{"v":744.7,"d":"$744.7"}]
[370,280705,1,{"v":746.7,"d":"$746.7"}]
[267,216956,1,{"v":747.45,"d":"$747.5"}]
[137,27426,1,{"v":747.65,"d":"$747.7"}]
[300,257132,1,{"v":748.6,"d":"$748.6"}]
[105,230567,1,{"v":750.3499999999999,"d":"$750.4"}]
[81,101545,1,{"v":751.8,"d":"$751.8"}]
[207,89921,1,{"v":754.25,"d":"$754.3"}]
[127,170951,1,{"v":756.3499999999999,"d":"$756.4"}]
[157,3001,1,{"v":756.8,"d":"$756.8"}]
[14,276062,1,{"v":760.5,"d":"$760.5"}]
[173,224215,1,{"v":761.3999999999999,"d":"$761.4"}]
[115,218140,1,{"v":762,"d":"$762.0"}]
[272,24276,1,{"v":762.5799999999999,"d":"$762.6"}]
[18,21676,1,{"v":764.55,"d":"$764.6"}]
[431,45381,1,{"v":767.8,"d":"$767.8"}]
[73,152128,1,{"v":770,"d":"$770.0"}]
[459,98701,1,{"v":772.25,"d":"$772.3"}]
[294,23734,1,{"v":775.8499999999999,"d":"$775.9"}]
[463,98692,1,{"v":776.85,"d":"$776.9"}]
[25,11904,1,{"v":780.068,"d":"$780.1"}]
[232,91143,1,{"v":781.85,"d":"$781.9"}]
[274,313330,1,{"v":783,"d":"$783.0"}]
[136,209694,1,{"v":784.75,"d":"$784.8"}]
[193,7581,1,{"v":784.8,"d":"$784.8"}]
[455,342789,1,{"v":785.55,"d":"$785.6"}]
[444,223665,1,{"v":787,"d":"$787.0"}]
[266,14728,1,{"v":791.05,"d":"$791.1"}]
[89,7284,1,{"v":794.0999999999999,"d":"$794.1"}]
[349,280206,1,{"v":798.8,"d":"$798.8"}]
[396,94422,1,{"v":799.45,"d":"$799.5"}]
[111,11364,1,{"v":799.9,"d":"$799.9"}]
[399,230387,1,{"v":801.9,"d":"$801.9"}]
[417,48756,1,{"v":802.1999999999998,"d":"$802.2"}]
[449,230497,1,{"v":805.75,"d":"$805.8"}]
[453,223546,1,{"v":809.05,"d":"$809.1"}]
[287,296522,1,{"v":809.0500000000001,"d":"$809.1"}]
[318,15248,1,{"v":810.6,"d":"$810.6"}]
[326,252469,1,{"v":811.32,"d":"$811.3"}]
[376,50259,1,{"v":813.3,"d":"$813.3"}]
[275,6368,1,{"v":814.9799999999999,"d":"$815.0"}]
[83,143708,1,{"v":816.6999999999999,"d":"$816.7"}]
[364,216009,1,{"v":819.85,"d":"$819.9"}]
[123,22431,1,{"v":820.4,"d":"$820.4"}]
[208,187296,1,{"v":820.8,"d":"$820.8"}]
[320,27283,1,{"v":821,"d":"$821.0"}]
[93,24064,1,{"v":821.8000000000001,"d":"$821.8"}]
[186,26868,1,{"v":824.4499999999999,"d":"$824.5"}]
[353,249294,1,{"v":824.9,"d":"$824.9"}]
[265,313290,1,{"v":826.4,"d":"$826.4"}]
[295,25631,1,{"v":828.6,"d":"$828.6"}]
[229,91079,1,{"v":828.9,"d":"$828.9"}]
[442,230487,1,{"v":828.9499999999999,"d":"$829.0"}]
[324,233188,1,{"v":830.3,"d":"$830.3"}]
[126,2321,1,{"v":830.55,"d":"$830.6"}]
[142,128867,1,{"v":835.1500000000001,"d":"$835.2"}]
[62,230175,1,{"v":835.35,"d":"$835.4"}]
[144,4148,1,{"v":839.7,"d":"$839.7"}]
[172,155678,1,{"v":840.4,"d":"$840.4"}]
[331,63030,1,{"v":840.9,"d":"$840.9"}]
[161,218158,1,{"v":845.2,"d":"$845.2"}]
[20,7185,1,{"v":846.0699999999999,"d":"$846.1"}]
[422,249551,1,{"v":848.18,"d":"$848.2"}]
[147,15836,1,{"v":849.45,"d":"$849.5"}]
[441,227544,1,{"v":851.4,"d":"$851.4"}]
[405,62517,1,{"v":851.45,"d":"$851.5"}]
[209,227901,1,{"v":851.7,"d":"$851.7"}]
[4,334606,1,{"v":852.8999999999999,"d":"$852.9"},null,"Average cost / HH",{"$f":"AVERAGE(D209:D659)","v":{"v":2748.447771428572,"d":"$2,748.4"}}]
[467,41664,1,{"v":855.9,"d":"$855.9"}]
[182,209154,1,{"v":857.65,"d":"$857.7"}]
[112,98482,1,{"v":860.35,"d":"$860.4"}]
[130,29432,1,{"v":862.8,"d":"$862.8"}]
[178,209130,1,{"v":864.2,"d":"$864.2"}]
[426,256332,1,{"v":865.69,"d":"$865.7"}]
[435,230336,1,{"v":868.2,"d":"$868.2"}]
[98,312436,1,{"v":868.7,"d":"$868.7"}]
[77,104746,1,{"v":868.9999999999998,"d":"$869.0"}]
[120,25331,1,{"v":870,"d":"$870.0"}]
[214,224975,1,{"v":870.1999999999999,"d":"$870.2"}]
[411,321690,1,{"v":871.8,"d":"$871.8"}]
[372,273090,1,{"v":874.9,"d":"$874.9"}]
[368,287835,1,{"v":876.1,"d":"$876.1"}]
[104,303988,1,{"v":878.6399999999999,"d":"$878.6"}]
[64,16145,1,{"v":878.7,"d":"$878.7"}]
[175,250890,1,{"v":880.1,"d":"$880.1"}]
[143,2740,1,{"v":883.8499999999999,"d":"$883.9"}]
[204,112077,1,{"v":885.8,"d":"$885.8"}]
[323,61302,1,{"v":885.8,"d":"$885.8"}]
[190,267042,1,{"v":886.3,"d":"$886.3"}]
[213,314266,1,{"v":890.5999999999999,"d":"$890.6"}]
[339,39349,1,{"v":892.35,"d":"$892.4"}]
[361,322985,1,{"v":893.8200000000002,"d":"$893.8"}]
[466,56516,1,{"v":894.5,"d":"$894.5"}]
[391,214702,1,{"v":898.1,"d":"$898.1"}]
[167,223120,1,{"v":898.1999999999998,"d":"$898.2"}]
[288,152060,1,{"v":898.65,"d":"$898.7"}]
[56,230054,1,{"v":898.8,"d":"$898.8"}]
[373,194168,1,{"v":901.0600000000001,"d":"$901.1"}]
[174,278213,1,{"v":903.15,"d":"$903.2"}]
[70,11498,1,{"v":903.5,"d":"$903.5"}]
[87,17407,1,{"v":905.1,"d":"$905.1"}]
[302,10031,1,{"v":906,"d":"$906.0"}]
[337,137824,1,{"v":906.5,"d":"$906.5"}]
[454,215245,1,{"v":906.5999999999999,"d":"$906.6"}]
[457,58595,1,{"v":907,"d":"$907.0"}]
[303,25618,1,{"v":907.6,"d":"$907.6"}]
[78,12841,1,{"v":908.4,"d":"$908.4"}]
[194,224952,1,{"v":908.9000000000001,"d":"$908.9"}]
[51,250634,1,{"v":909,"d":"$909.0"}]
[362,273690,1,{"v":910.6,"d":"$910.6"}]
[99,216957,1,{"v":915.59,"d":"$915.6"}]
[65,18442,1,{"v":916.5,"d":"$916.5"}]
[166,141133,1,{"v":918.3,"d":"$918.3"}]
[322,39122,1,{"v":920.4000000000001,"d":"$920.4"}]
[139,174734,1,{"v":924.3,"d":"$924.3"}]
[316,27022,1,{"v":927.45,"d":"$927.5"}]
[327,41272,1,{"v":928.4,"d":"$928.4"}]
[52,224156,1,{"v":929.15,"d":"$929.2"}]
[375,280221,1,{"v":933.56,"d":"$933.6"}]
[292,21483,1,{"v":933.6,"d":"$933.6"}]
[140,209669,1,{"v":933.9,"d":"$933.9"}]
[243,206094,1,{"v":934.2,"d":"$934.2"}]
[15,286778,1,{"v":937.3499999999999,"d":"$937.4"}]
[356,255456,1,{"v":938.4,"d":"$938.4"}]
[310,22264,1,{"v":943.2,"d":"$943.2"}]
[462,50687,1,{"v":951.9,"d":"$951.9"}]
[13,207618,1,{"v":952.8,"d":"$952.8"}]
[404,227924,1,{"v":954.95,"d":"$955.0"}]
[211,283505,1,{"v":957.3,"d":"$957.3"}]
[43,1729,1,{"v":957.45,"d":"$957.5"}]
[125,2425,1,{"v":958.05,"d":"$958.1"}]
[176,209134,1,{"v":959.0500000000001,"d":"$959.1"}]
[94,284432,1,{"v":961.3,"d":"$961.3"}]
[345,57865,1,{"v":962.4,"d":"$962.4"}]
[32,18975,1,{"v":964.1,"d":"$964.1"}]
[328,280791,1,{"v":965.1,"d":"$965.1"}]
[221,253042,1,{"v":967.3499999999999,"d":"$967.4"}]
[8,234623,1,{"v":967.9999999999999,"d":"$968.0"}]
[314,25258,1,{"v":968.8,"d":"$968.8"}]
[406,214664,1,{"v":969.3999999999999,"d":"$969.4"}]
[452,91395,1,{"v":969.6999999999999,"d":"$969.7"}]
[289,257115,1,{"v":970.3,"d":"$970.3"}]
[54,285673,1,{"v":970.4,"d":"$970.4"}]
[185,7273,1,{"v":970.7,"d":"$970.7"}]
[301,7871,1,{"v":972.4,"d":"$972.4"}]
[109,229988,1,{"v":973.5999999999999,"d":"$973.6"}]
[222,91035,1,{"v":975.7,"d":"$975.7"}]
[252,259677,1,{"v":975.9,"d":"$975.9"}]
[344,312824,1,{"v":977.8,"d":"$977.8"}]
[106,282792,1,{"v":980.4,"d":"$980.4"}]
[49,140409,1,{"v":981.0999999999999,"d":"$981.1"}]
[415,137962,1,{"v":991.65,"d":"$991.7"}]
[347,101119,1,{"v":992.4,"d":"$992.4"}]
[291,302363,1,{"v":1001.9,"d":"$1,001.9"}]
[273,283144,1,{"v":1003.8999999999999,"d":"$1,003.9"}]
[460,50930,1,{"v":1006,"d":"$1,006.0"}]
[317,300541,1,{"v":1006.0999999999999,"d":"$1,006.1"}]
[201,174872,1,{"v":1007.225,"d":"$1,007.2"}]
[228,91161,1,{"v":1007.3,"d":"$1,007.3"}]
[451,91271,1,{"v":1008.8,"d":"$1,008.8"}]
[44,146983,1,{"v":1010.8999999999999,"d":"$1,010.9"}]
[231,90294,1,{"v":1015.3,"d":"$1,015.3"}]
[359,123315,1,{"v":1020.7000000000002,"d":"$1,020.7"}]
[336,139835,1,{"v":1020.9,"d":"$1,020.9"}]
[203,212348,1,{"v":1021.2,"d":"$1,021.2"}]
[271,19048,1,{"v":1023.8999999999999,"d":"$1,023.9"}]
[90,17590,1,{"v":1024.8,"d":"$1,024.8"}]
[465,98691,1,{"v":1026.65,"d":"$1,026.7"}]
[437,254790,1,{"v":1026.9,"d":"$1,026.9"}]
[350,320490,1,{"v":1027.1999999999998,"d":"$1,027.2"}]
[17,21069,1,{"v":1030.9499999999998,"d":"$1,031.0"}]
[309,303966,1,{"v":1031,"d":"$1,031.0"}]
[366,263739,1,{"v":1031.6,"d":"$1,031.6"}]
[96,303706,1,{"v":1032.4499999999998,"d":"$1,032.5"}]
[256,149779,1,{"v":1033.6,"d":"$1,033.6"}]
[420,286821,1,{"v":1034.1,"d":"$1,034.1"}]
[248,15033,1,{"v":1037,"d":"$1,037.0"}]
[217,224984,1,{"v":1037.6,"d":"$1,037.6"}]
[35,285496,1,{"v":1039.6799999999998,"d":"$1,039.7"}]
[110,29306,1,{"v":1041,"d":"$1,041.0"}]
[227,29125,1,{"v":1045.25,"d":"$1,045.3"}]
[386,276469,1,{"v":1045.4499999999998,"d":"$1,045.5"}]
[164,29846,1,{"v":1049.6680000000001,"d":"$1,049.7"}]
[218,90993,1,{"v":1050.55,"d":"$1,050.6"}]
[236,152555,1,{"v":1054.1,"d":"$1,054.1"}]
[247,12223,1,{"v":1064.7,"d":"$1,064.7"}]
[393,94109,1,{"v":1065,"d":"$1,065.0"}]
[276,283800,1,{"v":1066.3,"d":"$1,066.3"}]
[423,105918,1,{"v":1066.9,"d":"$1,066.9"}]
[394,129070,1,{"v":1067.7,"d":"$1,067.7"}]
[360,321276,1,{"v":1070.9,"d":"$1,070.9"}]
[69,30110,1,{"v":1071,"d":"$1,071.0"}]
[82,217882,1,{"v":1074.1999999999998,"d":"$1,074.2"}]
[107,218141,1,{"v":1075.3,"d":"$1,075.3"}]
[108,185962,1,{"v":1080.2,"d":"$1,080.2"}]
[223,253041,1,{"v":1082.85,"d":"$1,082.9"}]
[410,113587,1,{"v":1083.12,"d":"$1,083.1"}]
[319,245393,1,{"v":1089.2,"d":"$1,089.2"}]
[235,12747,1,{"v":1089.695,"d":"$1,089.7"}]
[76,1663,1,{"v":1091.5,"d":"$1,091.5"}]
[440,321211,1,{"v":1092.9,"d":"$1,092.9"}]
[79,250659,1,{"v":1098.25,"d":"$1,098.3"}]
[225,90540,1,{"v":1099.5,"d":"$1,099.5"}]
[230,175088,1,{"v":1102.7,"d":"$1,102.7"}]
[365,249047,1,{"v":1103.3000000000002,"d":"$1,103.3"}]
[38,282533,1,{"v":1111.8,"d":"$1,111.8"}]
[402,321683,1,{"v":1111.8,"d":"$1,111.8"}]
[59,207854,1,{"v":1113,"d":"$1,113.0"}]
[311,12957,1,{"v":1122.1,"d":"$1,122.1"}]
[280,256517,1,{"v":1122.65,"d":"$1,122.7"}]
[53,29480,1,{"v":1125.3,"d":"$1,125.3"}]
[50,274766,1,{"v":1127.25,"d":"$1,127.3"}]
[241,22073,1,{"v":1127.5,"d":"$1,127.5"}]
[458,52594,1,{"v":1132.2,"d":"$1,132.2"}]
[387,230475,1,{"v":1136.8,"d":"$1,136.8"}]
[260,249198,1,{"v":1141.1999999999998,"d":"$1,141.2"}]
[438,215649,1,{"v":1143.6,"d":"$1,143.6"}]
[384,35899,1,{"v":1144,"d":"$1,144.0"}]
[57,315620,1,{"v":1145.3,"d":"$1,145.3"}]
[277,175451,1,{"v":1150.05,"d":"$1,150.1"}]
[398,270991,1,{"v":1151.4,"d":"$1,151.4"}]
[306,15921,1,{"v":1156.2,"d":"$1,156.2"}]
[308,26189,1,{"v":1159.4,"d":"$1,159.4"}]
[233,20454,1,{"v":1161.7,"d":"$1,161.7"}]
[357,255520,1,{"v":1162.9,"d":"$1,162.9"}]
[68,245025,1,{"v":1163.45,"d":"$1,163.5"}]
[358,280360,1,{"v":1166.05,"d":"$1,166.1"}]
[290,283359,1,{"v":1169.3999999999999,"d":"$1,169.4"}]
[63,217966,1,{"v":1169.6,"d":"$1,169.6"}]
[30,3235,1,{"v":1171.1799999999998,"d":"$1,171.2"}]
[55,227555,1,{"v":1171.6,"d":"$1,171.6"}]
[156,22138,1,{"v":1174,"d":"$1,174.0"}]
[26,250697,1,{"v":1174.231,"d":"$1,174.2"}]
[145,12056,1,{"v":1180.5,"d":"$1,180.5"}]
[346,337519,1,{"v":1180.9,"d":"$1,180.9"}]
[134,27893,1,{"v":1191.4,"d":"$1,191.4"}]
[338,255464,1,{"v":1196.9499999999998,"d":"$1,197.0"}]
[146,18890,1,{"v":1197.4,"d":"$1,197.4"}]
[341,288417,1,{"v":1197.75,"d":"$1,197.8"}]
[37,277783,1,{"v":1199.1,"d":"$1,199.1"}]
[3,253624,1,{"v":1203.05,"d":"$1,203.1"},null,"Median cost/HH",{"$f":"MEDIAN(D383:D833)","v":{"v":1320.7,"d":"$1,320.7"}}]
[29,285475,1,{"v":1208.6100000000001,"d":"$1,208.6"}]
[48,217881,1,{"v":1215.1,"d":"$1,215.1"}]
[61,250753,1,{"v":1215.2,"d":"$1,215.2"}]
[124,6096,1,{"v":1219.2,"d":"$1,219.2"}]
[379,129802,1,{"v":1223.8999999999999,"d":"$1,223.9"}]
[342,50490,1,{"v":1226.9499999999998,"d":"$1,227.0"}]
[240,279892,1,{"v":1231.3,"d":"$1,231.3"}]
[41,287056,1,{"v":1237.75,"d":"$1,237.8"}]
[133,259535,1,{"v":1240,"d":"$1,240.0"}]
[418,271007,1,{"v":1242.2,"d":"$1,242.2"}]
[293,320570,1,{"v":1247.4,"d":"$1,247.4"}]
[45,295386,1,{"v":1248.0500000000002,"d":"$1,248.1"}]
[250,29162,1,{"v":1252.7999999999997,"d":"$1,252.8"}]
[19,230178,1,{"v":1254.6299999999999,"d":"$1,254.6"}]
[132,313869,1,{"v":1256.5,"d":"$1,256.5"}]
[408,271452,1,{"v":1262.3,"d":"$1,262.3"}]
[116,285068,1,{"v":1267.25,"d":"$1,267.3"}]
[333,282059,1,{"v":1267.3999999999999,"d":"$1,267.4"}]
[141,152986,1,{"v":1273,"d":"$1,273.0"}]
[279,160146,1,{"v":1277.8,"d":"$1,277.8"}]
[100,12980,1,{"v":1281.5,"d":"$1,281.5"}]
[158,218151,1,{"v":1282.6,"d":"$1,282.6"}]
[263,131891,1,{"v":1286.1999999999998,"d":"$1,286.2"}]
[285,313321,1,{"v":1289.2499999999998,"d":"$1,289.3"}]
[88,98138,1,{"v":1302.1,"d":"$1,302.1"}]
[24,244586,1,{"v":1302.48,"d":"$1,302.5"}]
[151,15877,1,{"v":1309.33,"d":"$1,309.3"}]
[416,287180,1,{"v":1310.2,"d":"$1,310.2"}]
[91,218024,1,{"v":1312.9,"d":"$1,312.9"}]
[16,281656,1,{"v":1313.45,"d":"$1,313.5"}]
[39,27983,1,{"v":1315.5,"d":"$1,315.5"}]
[154,9032,1,{"v":1318.1,"d":"$1,318.1"}]
[75,287381,1,{"v":1320.7,"d":"$1,320.7"}]
[192,6379,1,{"v":1328.6,"d":"$1,328.6"}]
[11,339624,1,{"v":1329.6499999999999,"d":"$1,329.7"}]
[428,321682,1,{"v":1334.55,"d":"$1,334.6"}]
[85,281432,1,{"v":1338.55,"d":"$1,338.6"}]
[239,259195,1,{"v":1340.3999999999999,"d":"$1,340.4"}]
[367,247543,1,{"v":1341,"d":"$1,341.0"}]
[371,280278,1,{"v":1341.2,"d":"$1,341.2"}]
[450,253261,1,{"v":1344.4999999999998,"d":"$1,344.5"}]
[429,249273,1,{"v":1346.5500000000002,"d":"$1,346.6"}]
[305,100765,1,{"v":1350.5,"d":"$1,350.5"}]
[348,271653,1,{"v":1363.1999999999998,"d":"$1,363.2"}]
[86,217859,1,{"v":1372.1,"d":"$1,372.1"}]
[286,99243,1,{"v":1372.59,"d":"$1,372.6"}]
[149,284436,1,{"v":1373.3,"d":"$1,373.3"}]
[382,303078,1,{"v":1385.7,"d":"$1,385.7"}]
[170,313905,1,{"v":1390.65,"d":"$1,390.7"}]
[340,60676,1,{"v":1391.14,"d":"$1,391.1"}]
[163,22769,1,{"v":1402.3999999999999,"d":"$1,402.4"}]
[168,20197,1,{"v":1408.3,"d":"$1,408.3"}]
[36,284635,1,{"v":1410.4830000000002,"d":"$1,410.5"}]
[374,53628,1,{"v":1412.4,"d":"$1,412.4"}]
[456,92421,1,{"v":1480.1,"d":"$1,480.1"}]
[42,1866,1,{"v":1496.6,"d":"$1,496.6"}]
[381,280350,1,{"v":1512.3,"d":"$1,512.3"}]
[388,223010,1,{"v":1528.4,"d":"$1,528.4"}]
[363,215101,1,{"v":1532.9,"d":"$1,532.9"}]
[427,256563,1,{"v":1541.3999999999999,"d":"$1,541.4"}]
[165,261968,1,{"v":1541.4,"d":"$1,541.4"}]
[244,217877,1,{"v":1580,"d":"$1,580.0"},{"$nulls":4},{"$f":"D453+'Shared Shelters'!F19","v":{"v":435360.4270000003,"d":"$435,360.4"}}]
[430,230363,1,{"v":1583,"d":"$1,583.0"}]
[138,259923,1,{"v":1603.75,"d":"$1,603.8"}]
[389,287509,1,{"v":1618.75,"d":"$1,618.8"}]
[257,63964,1,{"v":1637.25,"d":"$1,637.3"}]
[31,280804,1,{"v":1738.1,"d":"$1,738.1"}]
[{"$nulls":3},{"$f":"SUM(D2:D452)","v":{"v":404619.88200000033,"d":"$404,619.9"}}]

{"sheet":"Villages","index":3,"n_rows":1175,"n_cols":30,"rows_kept":1175,"hidden":true}
["Community_Name_EN","ID","Governorate_Pcode","Governorate_EN","Governorate_AR","GovernorateID","District_EN","District_AR","District_Pcode","DistrictID","SubDistrict_EN","SubDistrict_AR","SubDistrict_pcode","SubDistrictID","Community_Name_AR","Com_pcode_same","Neighborhood_EN","Neighborhood_AR","Latitude","Longitude","note2","not3","type","Partner","Population","IsWASHSupported","IsBakerySupported","Community_Type","IsShelterSupported","VillagesChecked"]
["Armanaz",29,"SY07","Idleb","إدلب",4,"Harim","حارم","SY0703",20,"Armanaz","أرمناز","SY070305",103,"أرمناز","C4176","Armanaz","أرمناز",36.082404,36.498023,"Food Voucher","RESUME",18480,"GOAL",23097,1,1,"Community",0,1]
["Baliya",30,"SY07","Idleb","إدلب",4,"Harim","حارم","SY0703",20,"Armanaz","أرمناز","SY070305",103,"بسليا","C4181","Baliya","بسليا",35.973078,36.494291,"Food Voucher","RESUME",1325,"GOAL",2356,1,1,"Community",0,1]
["Biret Armanaz",31,"SY07","Idleb","إدلب",4,"Harim","حارم","SY0703",20,"Armanaz","أرمناز","SY070305",103,"بيرة ارمناز","C4180","Biret Armanaz","بيرة ارمناز",36.033285,36.486081,"Food Voucher","RESUME",3245,"GOAL",4498,1,1,"Community",0,1]
["Dweila",32,"SY07","Idleb","إدلب",4,"Harim","حارم","SY0703",20,"Armanaz","أرمناز","SY070305",103,"الدويلة","C4182","Dweila","الدويلة",36.049495,36.449336,"Out GOAL Area","Out GOAL Area",730,"NULL",1045,0,0,"NULL",0,"NULL"]
["Ghafar",33,"SY07","Idleb","إدلب",4,"Harim","حارم","SY0703",20,"Armanaz","أرمناز","SY070305",103,"الغفر","C4175","Ghafar","الغفر",35.942892,36.456449,"Food Voucher","RESUME",2230,"GOAL",2808,1,1,"Community",0,1]
["Hafasraja",34,"SY07","Idleb","إدلب",4,"Harim","حارم","SY0703",20,"Armanaz","أرمناز","SY070305",103,"حفسرجة","C4178","Hafasraja","حفسرجة",36.019421,36.527473,"Food Voucher","RESUME",9300,"GOAL",9999,1,1,"Community",0,1]
["Kabta",35,"SY07","Idleb","إدلب",4,"Harim","حارم","SY0703",20,"Armanaz","أرمناز","SY070305",103,"كبته","C4185","Kabta","كبته",35.98287,36.465168,"Food Voucher","RESUME",2090,"GOAL",2820,1,1,"Community",0,1]
["Kuwaro - Um Elriyah",36,"SY07","Idleb","إدلب",4,"Harim","حارم","SY0703",20,"Armanaz","أرمناز","SY070305",103,"كوارو_أم الرياح","C4183","Kuwaro - Um Elriyah","كوارو_أم الرياح",36.01776,36.465706,"Food Voucher","RESUME",1335,"GOAL",1954,1,1,"Community",0,1]
["Milis",37,"SY07","Idleb","إدلب",4,"Harim","حارم","SY0703",20,"Armanaz","أرمناز","SY070305",103,"ملس","C4184","Milis","ملس",36.004537,36.487756,"Food Voucher","RESUME",4680,"GOAL",8472,1,1,"Community",0,1]
["Quneitra (Armanaz)",38,"SY07","Idleb","إدلب",4,"Harim","حارم","SY0703",20,"Armanaz","أرمناز","SY070305",103,"القنيطرة","C4177","Quneitra","القنيطرة",35.9823,36.528973,"Food Voucher","RESUME",1380,"GOAL",2215,0,1,"Community",0,1]
["Sheikh Yousef",39,"SY07","Idleb","إدلب",4,"Harim","حارم","SY0703",20,"Armanaz","أرمناز","SY070305",103,"الشيخ يوسف","C4179","Sheikh Yousef","الشيخ يوسف",35.968306,36.509582,"Food Voucher","RESUME",3830,"GOAL",6204,1,1,"Community",0,1]
["AL-Shorfeh",40,"SY07","Idleb","إدلب",4,"Harim","حارم","SY0703",20,"Salqin","سلقين","SY070302",100,"الشرفة","C4143","Azmarin","عزمارين",36.05652,36.398812,"Out GOAL Area","Out GOAL Area","NULL","GOAL",0,0,0,null,0,"NULL"]
["Atma",41,"SY07","Idleb","إدلب",4,"Harim","حارم","SY0703",20,"Dana","دانا","SY070301",99,"اطمه","C4130","Atma","اطمه",36.312436,36.680498,"Out GOAL Area","Out GOAL Area",130229,"NULL",32243,0,0,"NULL",0,"NULL"]
["Bab Al Hawa",42,"SY07","Idleb","إدلب",4,"Harim","حارم","SY0703",20,"Dana","دانا","SY070301",99,"باب الهوى","C6389","Bab El Hawa","باب الهوى",36.226,36.694767,"Out GOAL Area","Out GOAL Area",3898,"NULL",5728,0,0,"NULL",0,"NULL"]
["Burj Elnumra",43,"SY07","Idleb","إدلب",4,"Harim","حارم","SY0703",20,"Dana","دانا","SY070301",99,"برج النمرة","C4128","Burj Elnumra","برج النمرة",36.158547,36.728111,"Out GOAL Area","Out GOAL Area",3682,"NULL",9213,0,0,"NULL",0,"NULL"]
["Dana",44,"SY07","Idleb","إدلب",4,"Harim","حارم","SY0703",20,"Dana","دانا","SY070301",99,"الدانا","C4126","Dana","الدانا",36.212728,36.768976,"NSRF","Out GOAL Area",7306,"BH",138799,0,0,"NULL",0,"NULL"]
["Deir Hassan - Darhashan",45,"SY07","Idleb","إدلب",4,"Harim","حارم","SY0703",20,"Dana","دانا","SY070301",99,"دير حسان_درحشان","C4129","Deir Hassan - Darhashan","دير حسان_درحشان",36.2241,36.755309,"Out GOAL Area","Out GOAL Area",15166,"NULL",29715,0,0,"NULL",0,"NULL"]
["Hezreh - Hezri",46,"SY07","Idleb","إدلب",4,"Harim","حارم","SY0703",20,"Dana","دانا","SY070301",99,"حزرة_حرزي","C4120","Hezreh - Hezri","حزرة_حرزي",36.231372,36.789446,"Out GOAL Area","Out GOAL Area",6409,"NULL",13516,0,0,"NULL",0,"NULL"]
["Kafr Deryan",47,"SY07","Idleb","إدلب",4,"Harim","حارم","SY0703",20,"Dana","دانا","SY070301",99,"كفردريان","C4132","Kafr Deryan","كفردريان",36.171388,36.662823,"Food Voucher","RESUME",16939,"GOAL",13736,0,1,"Community",0,1]
["Qah",48,"SY07","Idleb","إدلب",4,"Harim","حارم","SY0703",20,"Dana","دانا","SY070301",99,"قاح","C4131","Qah","قاح",36.305906,36.72177,"Out GOAL Area","Out GOAL Area",46199,"NULL",25896,0,0,"NULL",0,"NULL"]
["Sarmada",49,"SY07","Idleb","إدلب",4,"Harim","حارم","SY0703",20,"Dana","دانا","SY070301",99,"سرمدا","C4121","Sarmada","سرمدا",36.180249,36.718473,"NSRF","Out GOAL Area",54545,"BH",72424,0,0,"NULL",0,"NULL"]
["Selwa",50,"SY07","Idleb","إدلب",4,"Harim","حارم","SY0703",20,"Dana","دانا","SY070301",99,"صلوة","C4123","Selwa","صلوة",36.308695,36.755293,"Out GOAL Area","Out GOAL Area",9446,"NULL",19611,0,0,"NULL",0,"NULL"]
["Ma'rabuna",51,"SY07","Idleb","إدلب",4,"Idleb","مركز إدلب","SY0700",18,"Maaret Tamsrin","معرة تمصرين","SY070005",90,"معربونة","C3943","Haranbush","حربنوش",36.057898,36.622628,"Food Voucher","RESUME",550,"GOAL",0,0,1,"Community",0,1]
["Termanin",52,"SY07","Idleb","إدلب",4,"Harim","حارم","SY0703",20,"Dana","دانا","SY070301",99,"ترمانين","C4125","Termanin","ترمانين",36.22945,36.812511,"NSRF","Out GOAL Area",30972,"BH",29232,0,0,"NULL",0,"NULL"]
["Tilaada",53,"SY07","Idleb","إدلب",4,"Harim","حارم","SY0703",20,"Dana","دانا","SY070301",99,"تلعادة","C4124","Tilaada","تلعادة",36.250844,36.801751,"NSRF","Out GOAL Area",23096,"BH",34225,0,0,"NULL",0,"NULL"]
["Ariba",54,"SY07","Idleb","إدلب",4,"Harim","حارم","SY0703",20,"Harim","مركز حارم","SY070300",98,"عريبا","C4114","Ariba","عريبا",36.172256,36.500105,"Food Voucher","RESUME",938,"GOAL",1710,1,0,"Community",0,1]
["Besnaya - Bseineh",55,"SY07","Idleb","إدلب",4,"Harim","حارم","SY0703",20,"Harim","مركز حارم","SY070300",98,"بسنيا_بسينة","C4116","Besnaya - Bseineh","بسنيا_بسينة",36.176859,36.486945,"Food Voucher","RESUME",4074,"GOAL",5048,1,0,"Community",0,1]
["Harim",56,"SY07","Idleb","إدلب",4,"Harim","حارم","SY0703",20,"Harim","مركز حارم","SY070300",98,"حارم","C4115","Harim","حارم",36.209508,36.519775,"Food Voucher","RESUME",43040,"GOAL",44817,1,0,"Community",0,0]
["Kafr Hum",57,"SY07","Idleb","إدلب",4,"Harim","حارم","SY0703",20,"Harim","مركز حارم","SY070300",98,"كفرحوم","C4117","Kafr Hum","كفرحوم",36.197393,36.47684,"Food Voucher","RESUME",2409,"GOAL",2163,1,0,"Community",0,1]
["Kafr Mu",58,"SY07","Idleb","إدلب",4,"Harim","حارم","SY0703",20,"Harim","مركز حارم","SY070300",98,"كفر مو","C4119","Kafr Mu","كفر مو",36.192424,36.535839,"Food Voucher","RESUME",218,"GOAL",310,0,0,"Community",0,1]
["Mira Shaq",59,"SY07","Idleb","إدلب",4,"Harim","حارم","SY0703",20,"Harim","مركز حارم","SY070300",98,"ميرا سحاق","C4118","Mira Shaq","ميرا سحاق",36.176846,36.525348,"Food Voucher","RESUME",81,"GOAL",125,0,0,"Community",0,1]
["Abarita",60,"SY07","Idleb","إدلب",4,"Harim","حارم","SY0703",20,"Kafr Takharim","كفر تخاريم","SY070303",101,"عبريتا","C4152","Abarita","عبريتا",36.143849,36.523026,"Food Voucher","RESUME",450,"GOAL",592,1,1,"Community",0,1]
["Bshendlaya - Rashadiya",61,"SY07","Idleb","إدلب",4,"Harim","حارم","SY0703",20,"Kafr Takharim","كفر تخاريم","SY070303",101,"بشندلايا_رشادية","C4153","Bshendlaya - Rashadiya","بشندلايا_رشادية",36.144423,36.555792,"Food Voucher","RESUME",297,"GOAL",377,1,1,"Community",0,1]
["Helleh (Kafr Takharim)",62,"SY07","Idleb","إدلب",4,"Harim","حارم","SY0703",20,"Kafr Takharim","كفر تخاريم","SY070303",101,"حلة","C4155","Helleh","حلة",36.092922,36.544056,"Food Voucher","RESUME",545,"GOAL",798,0,1,"Community",0,1]
["Jadeen",63,"SY07","Idleb","إدلب",4,"Harim","حارم","SY0703",20,"Kafr Takharim","كفر تخاريم","SY070303",101,"جدعين","C4156","Jadeen","جدعين",36.140598,36.510085,"Food Voucher","RESUME",356,"GOAL",472,1,1,"Community",0,1]
["Kafr Kila",64,"SY07","Idleb","إدلب",4,"Harim","حارم","SY0703",20,"Kafr Takharim","كفر تخاريم","SY070303",101,"كفر كيلا","C4158","Kafr Kila","كفر كيلا",36.15121,36.576776,"Food Voucher","RESUME",1522,"GOAL",1746,1,1,"Community",0,1]
["Kafr Mars",65,"SY07","Idleb","إدلب",4,"Harim","حارم","SY0703",20,"Kafr Takharim","كفر تخاريم","SY070303",101,"كفر مارس","C4159","Kafr Mars","كفر مارس",36.118032,36.563951,"Food Voucher","RESUME",306,"GOAL",663,0,1,"Community",0,1]
["Kafr Takharim",66,"SY07","Idleb","إدلب",4,"Harim","حارم","SY0703",20,"Kafr Takharim","كفر تخاريم","SY070303",101,"كفر تخاريم","C4157","Kafr Takharim","كفر تخاريم",36.117139,36.515121,"Food Voucher","RESUME",22217,"GOAL",25017,1,1,"Community",0,0]
["Kuku - Ein Eljaj",67,"SY07","Idleb","إدلب",4,"Harim","حارم","SY0703",20,"Kafr Takharim","كفر تخاريم","SY070303",101,"كوكو_عين الجاج","C4160","Kuku - Ein Eljaj","كوكو_عين الجاج",36.078542,36.554984,"Food Voucher","RESUME",734,"GOAL",946,1,1,"Community",0,0]
["Taltita",68,"SY07","Idleb","إدلب",4,"Harim","حارم","SY0703",20,"Kafr Takharim","كفر تخاريم","SY070303",101,"تلتيتا","C4154","Taltita","تلتيتا",36.111721,36.552668,"Food Voucher","RESUME",459,"GOAL",686,0,1,"Community",0,1]
["Banabel",69,"SY07","Idleb","إدلب",4,"Harim","حارم","SY0703",20,"Qourqeena","قورقينا","SY070304",102,"بنابل","C4162","Banabel","بنابل",36.20052,36.559489,"Food Voucher","RESUME",1653,"GOAL",2069,0,1,"Community",0,1]
["Barisha",70,"SY07","Idleb","إدلب",4,"Harim","حارم","SY0703",20,"Qourqeena","قورقينا","SY070304",102,"باريشا","C4164","Barisha","باريشا",36.165141,36.634583,"Food Voucher","RESUME",7632,"GOAL",9324,1,1,"Community",0,1]
["Boz Ghaz",71,"SY07","Idleb","إدلب",4,"Harim","حارم","SY0703",20,"Qourqeena","قورقينا","SY070304",102,"بوز غاز","C4166","Boz Ghaz","بوز غاز",36.142001,36.626423,"Food Voucher","RESUME",3769,"GOAL",4242,1,1,"Community",0,1]
["Htan",72,"SY07","Idleb","إدلب",4,"Harim","حارم","SY0703",20,"Qourqeena","قورقينا","SY070304",102,"حتان","C4161","Htan","حتان",36.170113,36.594167,"Food Voucher","RESUME",4347,"GOAL",5828,1,1,"Community",0,1]
["Kafr Aruq",73,"SY07","Idleb","إدلب",4,"Harim","حارم","SY0703",20,"Qourqeena","قورقينا","SY070304",102,"كفر عروق","C4172","Kafr Aruq","كفر عروق",36.112868,36.64695,"Food Voucher","RESUME",4761,"GOAL",12117,1,1,"Community",0,1]
["Meraf Elshalaf",74,"SY07","Idleb","إدلب",4,"Harim","حارم","SY0703",20,"Qourqeena","قورقينا","SY070304",102,"معراة الشلف","C4171","Meraf Elshalaf","معراة الشلف",36.1209,36.591107,"Food Voucher","RESUME",6024,"GOAL",7466,1,1,"Community",0,1]
["Qalb Lozeh",75,"SY07","Idleb","إدلب",4,"Harim","حارم","SY0703",20,"Qourqeena","قورقينا","SY070304",102,"قلب لوزة","C4173","Qalb Lozeh","قلب لوزة",36.168902,36.579059,"Food Voucher","RESUME",3051,"GOAL",3926,1,1,"Community",0,1]
["Qourqeena",76,"SY07","Idleb","إدلب",4,"Harim","حارم","SY0703",20,"Qourqeena","قورقينا","SY070304",102,"قورقانيا","C4174","Qourqeena","قورقانيا",36.138048,36.609148,"Food Voucher","RESUME",8814,"GOAL",15060,1,1,"Community",0,1]
["Rabeeta",77,"SY07","Idleb","إدلب",4,"Harim","حارم","SY0703",20,"Qourqeena","قورقينا","SY070304",102,"ربعيتا","C4168","Rabeeta","ربعيتا",36.156344,36.641467,"Food Voucher","RESUME",1960,"GOAL",2451,1,1,"Community",0,1]
["Radwa",78,"SY07","Idleb","إدلب",4,"Harim","حارم","SY0703",20,"Qourqeena","قورقينا","SY070304",102,"رضوة","C4169","Radwa","رضوة",36.154941,36.625531,"Food Voucher","RESUME",3492,"GOAL",4686,1,1,"Community",0,1]
["Ras Elhisn",79,"SY07","Idleb","إدلب",4,"Harim","حارم","SY0703",20,"Qourqeena","قورقينا","SY070304",102,"راس الحصن","C4167","Ras Elhisn","راس الحصن",36.19695,36.642296,"Food Voucher","RESUME",7161,"GOAL",11369,1,1,"Community",0,1]
["Sardin",80,"SY07","Idleb","إدلب",4,"Harim","حارم","SY0703",20,"Qourqeena","قورقينا","SY070304",102,"سردين","C4165","Sardin","سردين",36.14557,36.589386,"Food Voucher","RESUME",4942,"GOAL",5456,1,1,"Community",0,1]
["Torlaha",81,"SY07","Idleb","إدلب",4,"Harim","حارم","SY0703",20,"Qourqeena","قورقينا","SY070304",102,"طورلاها","C4170","Torlaha","طورلاها",36.212377,36.5869,"Food Voucher","RESUME",2243,"GOAL",4825,1,1,"Community",0,1]
["Abu Talha",82,"SY07","Idleb","إدلب",4,"Harim","حارم","SY0703",20,"Salqin","سلقين","SY070302",100,"ابو طلحة","C4133","Abu Talha","ابو طلحة",36.102181,36.439285,"Food Voucher","RESUME",3456,"GOAL",4989,1,0,"Community",0,1]
["Allani",83,"SY07","Idleb","إدلب",4,"Harim","حارم","SY0703",20,"Salqin","سلقين","SY070302",100,"العلاني","C4142","Allani","العلاني",36.159243,36.389247,"Food Voucher","RESUME",3040,"GOAL",5794,0,0,"Community",0,1]
["Azmarin",84,"SY07","Idleb","إدلب",4,"Harim","حارم","SY0703",20,"Salqin","سلقين","SY070302",100,"عزمارين","C4143","Azmarin","عزمارين",36.05652,36.398812,"Food Voucher","RESUME",13500,"GOAL",20966,1,0,"Community",0,1]
["Betiya",85,"SY07","Idleb","إدلب",4,"Harim","حارم","SY0703",20,"Salqin","سلقين","SY070302",100,"بتيا","C4147","Betiya","بتيا",36.079196,36.389726,"Food Voucher","RESUME",1232,"GOAL",1382,1,0,"Community",0,1]
["Big Hir Jamus",86,"SY07","Idleb","إدلب",4,"Harim","حارم","SY0703",20,"Salqin","سلقين","SY070302",100,"حير جاموس كبير","C4141","Big Hir Jamus","حير جاموس كبير",36.189504,36.417779,"Food Voucher","RESUME",11060,"GOAL",8365,0,0,"Community",0,1]
["Bozanti",87,"SY07","Idleb","إدلب",4,"Harim","حارم","SY0703",20,"Salqin","سلقين","SY070302",100,"بوزانطي","C4144","Bozanti","بوزانطي",36.174919,36.417348,"Out GOAL Area","Out GOAL Area",176,"NULL",251,0,0,"NULL",0,"NULL"]
["Delbiya",88,"SY07","Idleb","إدلب",4,"Harim","حارم","SY0703",20,"Salqin","سلقين","SY070302",100,"دلبيا","C4146","Delbiya","دلبيا",36.12747,36.398217,"Food Voucher","RESUME",4606,"GOAL",3650,0,0,"Community",0,1]
["Ein Elbikara",89,"SY07","Idleb","إدلب",4,"Harim","حارم","SY0703",20,"Salqin","سلقين","SY070302",100,"عين البكارة","C4136","Ein Elbikara","عين البكارة",36.196034,36.410418,"Food Voucher","RESUME",1996,"GOAL",2180,1,0,"Community",0,1]
["Eskat",90,"SY07","Idleb","إدلب",4,"Harim","حارم","SY0703",20,"Salqin","سلقين","SY070302",100,"اسقاط","C4145","Eskat","اسقاط",36.152681,36.476618,"Food Voucher","RESUME",11859,"GOAL",22049,1,0,"Community",0,1]
["Foziyeh",91,"SY07","Idleb","إدلب",4,"Harim","حارم","SY0703",20,"Salqin","سلقين","SY070302",100,"الفوزية","C4135","Foziyeh","الفوزية",36.212867,36.398535,"Food Voucher","RESUME",164,"GOAL",386,1,0,"Community",0,1]
["Hamziyeh",92,"SY07","Idleb","إدلب",4,"Harim","حارم","SY0703",20,"Salqin","سلقين","SY070302",100,"الحمزية","C4134","Hamziyeh","الحمزية",36.11069,36.385188,"Food Voucher","RESUME",1433,"GOAL",3270,0,0,"Community",0,1]
["Kafarna",93,"SY07","Idleb","إدلب",4,"Harim","حارم","SY0703",20,"Salqin","سلقين","SY070302",100,"كفرنه","C4149","Kafarna","كفرنه",36.194583,36.445391,"Food Voucher","RESUME",527,"GOAL",1512,1,0,"Community",0,1]
["Kafr Hind",94,"SY07","Idleb","إدلب",4,"Harim","حارم","SY0703",20,"Salqin","سلقين","SY070302",100,"كفر هند","C4151","Kafr Hind","كفر هند",36.086031,36.424053,"Food Voucher","RESUME",2453,"GOAL",3680,1,0,"Community",0,1]
["Kafrahlat Jallad",95,"SY07","Idleb","إدلب",4,"Harim","حارم","SY0703",20,"Salqin","سلقين","SY070302",100,"كفرحات جلاد","C4150","Kafrahlat Jallad","كفرحات جلاد",36.167295,36.443608,"Food Voucher","RESUME",464,"GOAL",760,0,0,"Community",0,1]
["Little Hir Jamus",96,"SY07","Idleb","إدلب",4,"Harim","حارم","SY0703",20,"Salqin","سلقين","SY070302",100,"حير جاموس صغير","C4139","Little Hir Jamus","حير جاموس صغير",36.180642,36.433611,"Food Voucher","RESUME",484,"GOAL",691,0,0,"Community",0,1]
["Saidiyeh (Salqin)",97,"SY07","Idleb","إدلب",4,"Harim","حارم","SY0703",20,"Salqin","سلقين","SY070302",100,"السعيدية","C4138","Saidiyeh","السعيدية",36.067706,36.422282,"Food Voucher","RESUME",3156,"GOAL",4226,1,0,"Community",0,1]
["Salqin",98,"SY07","Idleb","إدلب",4,"Harim","حارم","SY0703",20,"Salqin","سلقين","SY070302",100,"سلقين","C4140","Salqin","سلقين",36.137628,36.453122,"Out GOAL Area","Out GOAL Area",57565,"NULL",93664,1,0,"NULL",0,"NULL"]
["Shyukh",99,"SY07","Idleb","إدلب",4,"Harim","حارم","SY0703",20,"Salqin","سلقين","SY070302",100,"الشيوخ","C6364","Shyukh","الشيوخ",36.10353,36.412745,"Food Voucher","RESUME",367,"GOAL",1863,1,0,"Community",0,1]
["Tellemar",100,"SY07","Idleb","إدلب",4,"Harim","حارم","SY0703",20,"Salqin","سلقين","SY070302",100,"تلعمار","C4148","Tellemar","تلعمار",36.05598,36.417076,"Food Voucher","RESUME",5157,"GOAL",7666,1,0,"Community",0,1]
["Tlul",101,"SY07","Idleb","إدلب",4,"Harim","حارم","SY0703",20,"Salqin","سلقين","SY070302",100,"التلول","C4137","Tlul","التلول",36.207022,36.397382,"Food Voucher","RESUME",5840,"GOAL",4745,1,0,"Community",0,1]
["Abul Thohur",102,"SY07","Idleb","إدلب",4,"Idleb","مركز إدلب","SY0700",18,"Abul Thohur","أبو الظهور","SY070001",86,"أبو الظهور","C3891","Abul Thohur","أبو الظهور",35.739124,37.044808,"Out GOAL Area","Out GOAL Area",384,"NULL",2230,0,0,"NULL",0,"NULL"]
["Ballisa",103,"SY07","Idleb","إدلب",4,"Idleb","مركز إدلب","SY0700",18,"Abul Thohur","أبو الظهور","SY070001",86,"البليصة","C3881","Ballisa","البليصة",35.768947,36.911727,"Out GOAL Area","Out GOAL Area",3186,"NULL",0,0,0,"NULL",0,"NULL"]
["Baragethi",104,"SY07","Idleb","إدلب",4,"Idleb","مركز إدلب","SY0700",18,"Abul Thohur","أبو الظهور","SY070001",86,"البراغيثي","C3893","Baragethi","البراغيثي",35.76475,37.042661,"Out GOAL Area","Out GOAL Area",48,"NULL",0,0,0,"NULL",0,"NULL"]
["Barissa",105,"SY07","Idleb","إدلب",4,"Idleb","مركز إدلب","SY0700",18,"Abul Thohur","أبو الظهور","SY070001",86,"باريسا","C3884","Barissa","باريسا",35.783915,36.947493,"Out GOAL Area","Out GOAL Area",1326,"NULL",0,0,0,"NULL",0,"NULL"]
["Big Zafar",106,"SY07","Idleb","إدلب",4,"Idleb","مركز إدلب","SY0700",18,"Abul Thohur","أبو الظهور","SY070001",86,"زفر الكبير","C3882","Big Zafar","زفر الكبير",35.700462,36.992791,"Out GOAL Area","Out GOAL Area",0,"NULL",0,0,0,"NULL",0,"NULL"]
["Busra - Little Zafar",107,"SY07","Idleb","إدلب",4,"Idleb","مركز إدلب","SY0700",18,"Abul Thohur","أبو الظهور","SY070001",86,"بصرى_زفر الصغير","C3880","Busra - Little Zafar","بصرى_زفر الصغير",35.705447,37.011672,"Out GOAL Area","Out GOAL Area",0,"NULL",0,0,0,"NULL",0,"NULL"]
["Harmala",108,"SY07","Idleb","إدلب",4,"Idleb","مركز إدلب","SY0700",18,"Abul Thohur","أبو الظهور","SY070001",86,"حرملة","C3886","Harmala","حرملة",35.634759,37.081022,"Out GOAL Area","Out GOAL Area",0,"NULL",0,0,0,"NULL",0,"NULL"]
["Hmeimat Eldayer",109,"SY07","Idleb","إدلب",4,"Idleb","مركز إدلب","SY0700",18,"Abul Thohur","أبو الظهور","SY070001",86,"حميمات الداير","C3900","Hmeimat Eldayer","حميمات الداير",35.792247,37.1005,"Out GOAL Area","Out GOAL Area",312,"NULL",312,0,0,"NULL",0,"NULL"]
["Hseiniyeh - Tal Kalba",110,"SY07","Idleb","إدلب",4,"Idleb","مركز إدلب","SY0700",18,"Abul Thohur","أبو الظهور","SY070001",86,"الحسينية_تل كلبة","C3897","Hseiniyeh - Tal Kalba","الحسينية_تل كلبة",35.788409,37.013819,"Out GOAL Area","Out GOAL Area",42,"NULL",0,0,0,"NULL",0,"NULL"]
["Jallas",111,"SY07","Idleb","إدلب",4,"Idleb","مركز إدلب","SY0700",18,"Abul Thohur","أبو الظهور","SY070001",86,"جلاس","C3890","Jallas","جلاس",35.873524,36.936997,"Out GOAL Area","Out GOAL Area",1218,"NULL",0,0,0,"NULL",0,"NULL"]
["Jdidhe Abu Elthohur",112,"SY07","Idleb","إدلب",4,"Idleb","مركز إدلب","SY0700",18,"Abul Thohur","أبو الظهور","SY070001",86,"جديدة أبو الظهور","C3887","Jdidhe Abu Elthohur","جديدة أبو الظهور",35.766512,37.024067,"Out GOAL Area","Out GOAL Area",0,"NULL",0,0,0,"NULL",0,"NULL"]
["Msheirfeh",113,"SY07","Idleb","إدلب",4,"Idleb","مركز إدلب","SY0700",18,"Abul Thohur","أبو الظهور","SY070001",86,"المشيرفة","C6362","Msheirfeh","المشيرفة",35.773127,36.96489,"Out GOAL Area","Out GOAL Area",432,"NULL",0,0,0,"NULL",0,"NULL"]
["Mustariha",114,"SY07","Idleb","إدلب",4,"Idleb","مركز إدلب","SY0700",18,"Abul Thohur","أبو الظهور","SY070001",86,"المستريحة","C3894","Mustariha","المستريحة",35.797515,37.124682,"Out GOAL Area","Out GOAL Area",108,"NULL",108,0,0,"NULL",0,"NULL"]
["Ras El Ein",115,"SY07","Idleb","إدلب",4,"Idleb","مركز إدلب","SY0700",18,"Abul Thohur","أبو الظهور","SY070001",86,"راس العين","C3902","Ras El Ein","راس العين",35.800534,36.960322,"Out GOAL Area","Out GOAL Area",3336,"NULL",0,0,0,"NULL",0,"NULL"]
["Tal Elaghar",117,"SY07","Idleb","إدلب",4,"Idleb","مركز إدلب","SY0700",18,"Abul Thohur","أبو الظهور","SY070001",86,"تل الأغر","C3901","Tal Elaghar","تل الأغر",35.762339,36.920474,"Out GOAL Area","Out GOAL Area",1296,"NULL",0,0,0,"NULL",0,"NULL"]
["Tal Fukhar",118,"SY07","Idleb","إدلب",4,"Idleb","مركز إدلب","SY0700",18,"Abul Thohur","أبو الظهور","SY070001",86,"تل فخار","C3892","Tal Fukhar","تل فخار",35.830737,37.037415,"Out GOAL Area","Out GOAL Area",0,"NULL",0,0,0,"NULL",0,"NULL"]
["Tal Silmo",119,"SY07","Idleb","إدلب",4,"Idleb","مركز إدلب","SY0700",18,"Abul Thohur","أبو الظهور","SY070001",86,"تل سلمو","C3899","Tal Silmo","تل سلمو",35.72622,37.074129,"Out GOAL Area","Out GOAL Area",0,"NULL",0,0,0,"NULL",0,"NULL"]
["Tal Sultan",120,"SY07","Idleb","إدلب",4,"Idleb","مركز إدلب","SY0700",18,"Abul Thohur","أبو الظهور","SY070001",86,"تل سلطان","C3898","Tal Sultan","تل سلطان",35.799757,36.992395,"Out GOAL Area","Out GOAL Area",966,"NULL",0,0,0,"NULL",0,"NULL"]
["Tal Tufan",121,"SY07","Idleb","إدلب",4,"Idleb","مركز إدلب","SY0700",18,"Abul Thohur","أبو الظهور","SY070001",86,"تل طوقان","C3903","Tal Tufan","تل طوقان",35.823374,36.95313,"Out GOAL Area","Out GOAL Area",6384,"NULL",0,0,0,"NULL",0,"NULL"]
["Taljineh",122,"SY07","Idleb","إدلب",4,"Idleb","مركز إدلب","SY0700",18,"Abul Thohur","أبو الظهور","SY070001",86,"تلجينة","C3888","Taljineh","تلجينة",35.819255,37.056869,"Out GOAL Area","Out GOAL Area",0,"NULL",0,0,0,"NULL",0,"NULL"]
["Talkhatra",123,"SY07","Idleb","إدلب",4,"Idleb","مركز إدلب","SY0700",18,"Abul Thohur","أبو الظهور","SY070001",86,"تلخطرة","C3883","Talkhatra","تلخطرة",35.741298,36.937427,"Out GOAL Area","Out GOAL Area",0,"NULL",0,0,0,"NULL",0,"NULL"]
["Tawahineh",124,"SY07","Idleb","إدلب",4,"Idleb","مركز إدلب","SY0700",18,"Abul Thohur","أبو الظهور","SY070001",86,"طواحينة","C3889","Tawahineh","طواحينة",35.781101,37.026138,"Out GOAL Area","Out GOAL Area",0,"NULL",0,0,0,"NULL",0,"NULL"]
["Tawil Elsheikh",125,"SY07","Idleb","إدلب",4,"Idleb","مركز إدلب","SY0700",18,"Abul Thohur","أبو الظهور","SY070001",86,"طويل الشيخ","C3896","Tawil Elsheikh","طويل الشيخ",35.794734,36.929967,"Out GOAL Area","Out GOAL Area",876,"NULL",0,0,0,"NULL",0,"NULL"]
["Tweim",126,"SY07","Idleb","إدلب",4,"Idleb","مركز إدلب","SY0700",18,"Abul Thohur","أبو الظهور","SY070001",86,"التويم","C3885","Tweim","التويم",35.806916,37.046865,"Out GOAL Area","Out GOAL Area",0,"NULL",0,0,0,"NULL",0,"NULL"]
["Bennsh",127,"SY07","Idleb","إدلب",4,"Idleb","مركز إدلب","SY0700",18,"Bennsh","بنش","SY070002",87,"بنش","C3904","Bennsh","بنش",35.956659,36.714159,"Out GOAL Area","Out GOAL Area",18023,"NULL",30529,0,0,"NULL",0,"NULL"]
["Foah",128,"SY07","Idleb","إدلب",4,"Idleb","مركز إدلب","SY0700",18,"Bennsh","بنش","SY070002",87,"الفوعة","C3905","Foah","الفوعة",35.982916,36.70221,"NSRF","Out GOAL Area",247,"BH",17366,0,0,"NULL",0,"NULL"]
["Toum",129,"SY07","Idleb","إدلب",4,"Idleb","مركز إدلب","SY0700",18,"Bennsh","بنش","SY070002",87,"طعوم","C3906","Toum","طعوم",35.972858,36.748122,"Out GOAL Area","Out GOAL Area",3384,"NULL",5407,0,0,"NULL",0,"NULL"]
["Aqrabat (Idleb)",130,"SY07","Idleb","إدلب",4,"Idleb","مركز إدلب","SY0700",18,"Idleb","مركز إدلب","SY070000",85,"عقربات","C3866","Aqrabat","عقربات",35.885462,36.440102,"Food Voucher","RESUME",9692,"GOAL",2119,0,1,"Community",0,0]
["Arshin",131,"SY07","Idleb","إدلب",4,"Idleb","مركز إدلب","SY0700",18,"Maaret Tamsrin","معرة تمصرين","SY070005",90,"عرشين  ","C3943","Haranbush","حرنبوش",36.069361,36.613833,"Food Voucher","RESUME",2316,"GOAL",345,0,1,"Community",0,1]
["Ein Shib",132,"SY07","Idleb","إدلب",4,"Idleb","مركز إدلب","SY0700",18,"Idleb","مركز إدلب","SY070000",85,"عين شيب","C3868","Ein Shib","عين شيب",35.905174,36.536383,"Food Basket","RESUME",2568,"GOAL",3042,0,1,"Community",0,1]
["Falyun",133,"SY07","Idleb","إدلب",4,"Idleb","مركز إدلب","SY0700",18,"Idleb","مركز إدلب","SY070000",85,"فيلون","C3877","Falyun","فيلون",35.880355,36.611255,"NSRF","Out GOAL Area",8700,"BH",11401,0,0,"NULL",0,"NULL"]
["Idleb",134,"SY07","Idleb","إدلب",4,"Idleb","مركز إدلب","SY0700",18,"Idleb","مركز إدلب","SY070000",85,"إدلب","C3871","Idleb","إدلب",35.931991,36.63491,"Out GOAL Area","Out GOAL Area",175032,"NULL",242093,1,0,"NULL",0,"NULL"]
["Kafruhin",135,"SY07","Idleb","إدلب",4,"Idleb","مركز إدلب","SY0700",18,"Idleb","مركز إدلب","SY070000",85,"كفروحين","C3879","Kafruhin","كفروحين",35.973595,36.564865,"Out GOAL Area","Out GOAL Area",3312,"NULL",3703,0,0,"NULL",0,"NULL"]
["Kreiz",136,"SY07","Idleb","إدلب",4,"Idleb","مركز إدلب","SY0700",18,"Idleb","مركز إدلب","SY070000",85,"الكريز","C3869","Kreiz","الكريز",35.932265,36.53197,"Food Basket","RESUME",2288,"GOAL",2849,0,1,"Community",0,1]
["Martein",137,"SY07","Idleb","إدلب",4,"Idleb","مركز إدلب","SY0700",18,"Idleb","مركز إدلب","SY070000",85,"مرتين","C3878","Martein","مرتين",35.932085,36.576821,"Food Basket","RESUME",2408,"GOAL",3064,1,1,"Community",0,1]
["Mastumeh",138,"SY07","Idleb","إدلب",4,"Idleb","مركز إدلب","SY0700",18,"Idleb","مركز إدلب","SY070000",85,"المسطومة","C3872","Mastumeh","المسطومة",35.876121,36.627178,"NSRF","Out GOAL Area",4664,"BH",5112,0,0,"NULL",0,"NULL"]
["Nayrab",139,"SY07","Idleb","إدلب",4,"Idleb","مركز إدلب","SY0700",18,"Idleb","مركز إدلب","SY070000",85,"النيرب","C3867","Nayrab","النيرب",35.87177,36.717282,"Out GOAL Area","Out GOAL Area",5708,"NULL",2383,0,0,"NULL",0,"NULL"]
["Northern Ora",140,"SY07","Idleb","إدلب",4,"Idleb","مركز إدلب","SY0700",18,"Idleb","مركز إدلب","SY070000",85,"عرى الشمالية","C3874","Northern Ora","عرى الشمالية",35.927205,36.524734,"Food Basket","RESUME",1768,"GOAL",1801,0,1,"Community",0,1]
["Qminas",141,"SY07","Idleb","إدلب",4,"Idleb","مركز إدلب","SY0700",18,"Idleb","مركز إدلب","SY070000",85,"قميناس","C3876","Qminas","قميناس",35.883577,36.676421,"Out GOAL Area","Out GOAL Area",3332,"NULL",3626,0,0,"NULL",0,"NULL"]
["Sijer - Bqesemtoh",142,"SY07","Idleb","إدلب",4,"Idleb","مركز إدلب","SY0700",18,"Idleb","مركز إدلب","SY070000",85,"سيجر - بقسمته","C3873","Sijer - Bqesemtoh","سيجر - بقسمته",35.933648,36.547193,"Food Basket","RESUME",3424,"GOAL",3010,1,1,"Community",0,1]
["Tab Issa - Eastern and Western",143,"SY07","Idleb","إدلب",4,"Idleb","مركز إدلب","SY0700",18,"Idleb","مركز إدلب","SY070000",85,"تب عيسى_شرقية وغربية","C3870","Tab Issa - Eastern and Western","تب عيسى_شرقية وغربية",35.917276,36.550184,"Out GOAL Area","Out GOAL Area",900,"NULL",1293,0,0,"NULL",0,"NULL"]
["Batenta",144,"SY07","Idleb","إدلب",4,"Idleb","مركز إدلب","SY0700",18,"Maaret Tamsrin","معرة تمصرين","SY070005",90,"باتنته","C3939","Batenta","باتنته",36.007163,36.630708,"Food Voucher","RESUME",2697,"GOAL",2760,0,1,"Community",0,1]
["Bhora",145,"SY07","Idleb","إدلب",4,"Idleb","مركز إدلب","SY0700",18,"Maaret Tamsrin","معرة تمصرين","SY070005",90,"بحورى","C3937","Bhora","بحورى",36.000222,36.599546,"Food Voucher","RESUME",1621,"GOAL",2620,0,1,"Community",0,1]
["Haranbush",146,"SY07","Idleb","إدلب",4,"Idleb","مركز إدلب","SY0700",18,"Maaret Tamsrin","معرة تمصرين","SY070005",90,"حرنبوش","C3943","Haranbush","حرنبوش",36.075003,36.634774,"Food Voucher","RESUME",10193,"GOAL",18596,1,1,"Community",0,0]
["Hazano",147,"SY07","Idleb","إدلب",4,"Idleb","مركز إدلب","SY0700",18,"Maaret Tamsrin","معرة تمصرين","SY070005",90,"حزانو","C3944","Hazano","حزانو",36.089722,36.712528,"Food Voucher","RESUME",17450,"GOAL",13648,1,1,"Community",0,1]
["Kafr - Kafrehmul",148,"SY07","Idleb","إدلب",4,"Idleb","مركز إدلب","SY0700",18,"Maaret Tamsrin","معرة تمصرين","SY070005",90,"الكفر_كفريحمول","C3942","Kafr - Kafrehmul","الكفر_كفريحمول",36.060228,36.695356,"Food Voucher","RESUME",6967,"GOAL",8330,1,1,"Community",0,1]
["Kafr Jales",149,"SY07","Idleb","إدلب",4,"Idleb","مركز إدلب","SY0700",18,"Maaret Tamsrin","معرة تمصرين","SY070005",90,"كفر جالس","C3945","Kafr Jales","كفر جالس",35.976356,36.612175,"Food Voucher","RESUME",5084,"GOAL",7783,0,1,"Community",0,1]
["Kafraya Maar Tamsarin",151,"SY07","Idleb","إدلب",4,"Idleb","مركز إدلب","SY0700",18,"Maaret Tamsrin","معرة تمصرين","SY070005",90,"كفريا معرتمصرين","C3952","Kafraya","كفريا معرتمصرين",35.990715,36.677525,"NSRF","Out GOAL Area",133,"BH",4982,0,0,"NULL",0,"NULL"]
["Kaftin",152,"SY07","Idleb","إدلب",4,"Idleb","مركز إدلب","SY0700",18,"Maaret Tamsrin","معرة تمصرين","SY070005",90,"كفتين","C3951","Kaftin","كفتين",36.095529,36.679142,"Food Voucher","RESUME",3868,"GOAL",7073,0,1,"Community",0,0]
["Kelly",153,"SY07","Idleb","إدلب",4,"Idleb","مركز إدلب","SY0700",18,"Maaret Tamsrin","معرة تمصرين","SY070005",90,"كللي","C3949","Kelly","كللي",36.110446,36.693612,"Food Voucher","RESUME",15549,"GOAL",12373,1,1,"Community",0,1]
["Maaret Elekhwan",154,"SY07","Idleb","إدلب",4,"Idleb","مركز إدلب","SY0700",18,"Maaret Tamsrin","معرة تمصرين","SY070005",90,"معارة الاخوان","C3950","Maaret Elekhwan","معارة الاخوان",36.065887,36.670026,"Food Voucher","RESUME",6678,"GOAL",4844,0,1,"Community",0,1]
["Maarrat Tamasrin",155,"SY07","Idleb","إدلب",4,"Idleb","مركز إدلب","SY0700",18,"Maaret Tamsrin","معرة تمصرين","SY070005",90,"معر تمصرين","C3947","Ma'arrat Tamasrin","معر تمصرين",36.014886,36.672571,"Food Voucher","RESUME",40146,"GOAL",44346,1,1,"Community",0,1]
["Murin (Maaret Tamsrin)",156,"SY07","Idleb","إدلب",4,"Idleb","مركز إدلب","SY0700",18,"Maaret Tamsrin","معرة تمصرين","SY070005",90,"مورين","C3946","Murin","مورين",36.007111,36.549743,"Food Voucher","RESUME",1376,"GOAL",1641,0,1,"Community",0,1]
["Ram Hamdan",157,"SY07","Idleb","إدلب",4,"Idleb","مركز إدلب","SY0700",18,"Maaret Tamsrin","معرة تمصرين","SY070005",90,"رام حمدان","C3941","Ram Hamdan","رام حمدان",36.026658,36.712528,"Food Voucher","RESUME",8684,"GOAL",8084,0,1,"Community",0,1]
["Taltuneh",158,"SY07","Idleb","إدلب",4,"Idleb","مركز إدلب","SY0700",18,"Maaret Tamsrin","معرة تمصرين","SY070005",90,"تلتونة","C3940","Taltuneh","تلتونة",36.018092,36.586401,"Out GOAL Area","Out GOAL Area",407,"NULL",764,0,1,"NULL",0,"NULL"]
["Zardana Mashehad",159,"SY07","Idleb","إدلب",4,"Idleb","مركز إدلب","SY0700",18,"Maaret Tamsrin","معرة تمصرين","SY070005",90,"زردنا_مشهد","C3938","Zardana Mashehad","زردنا_مشهد",36.044676,36.750484,"Food Voucher","RESUME",4865,"GOAL",11902,0,1,"Community",0,1]
["Abul Khos",160,"SY07","Idleb","إدلب",4,"Idleb","مركز إدلب","SY0700",18,"Saraqab","سراقب","SY070003",88,"أبو الخوص","C3914","Abul Khos","أبو الخوص",35.837272,36.90055,"Out GOAL Area","Out GOAL Area",2116,"NULL",0,0,0,"NULL",0,"NULL"]
["Afs",161,"SY07","Idleb","إدلب",4,"Idleb","مركز إدلب","SY0700",18,"Saraqab","سراقب","SY070003",88,"افس","C3920","Afs","افس",35.906374,36.801319,"Out GOAL Area","Out GOAL Area",12997,"NULL",1090,0,0,"NULL",0,"NULL"]
["Ajez",162,"SY07","Idleb","إدلب",4,"Idleb","مركز إدلب","SY0700",18,"Saraqab","سراقب","SY070003",88,"آجز","C3921","Ajez","آجز",35.931449,36.878002,"Out GOAL Area","Out GOAL Area",1737,"NULL",0,0,0,"NULL",0,"NULL"]
["Anqrati",163,"SY07","Idleb","إدلب",4,"Idleb","مركز إدلب","SY0700",18,"Saraqab","سراقب","SY070003",88,"انقراتي","C3907","Anqrati","انقراتي",35.789163,36.819785,"Out GOAL Area","Out GOAL Area",980,"NULL",0,0,0,"NULL",0,"NULL"]
["Bijfas",164,"SY07","Idleb","إدلب",4,"Idleb","مركز إدلب","SY0700",18,"Saraqab","سراقب","SY070003",88,"بجفاص","C3912","Bijfas","بجفاص",35.802381,36.895788,"Out GOAL Area","Out GOAL Area",1390,"NULL",0,0,0,"NULL",0,"NULL"]
["Bweiti",165,"SY07","Idleb","إدلب",4,"Idleb","مركز إدلب","SY0700",18,"Saraqab","سراقب","SY070003",88,"بويطي","C3911","Bweiti","بويطي",35.771474,36.887235,"Out GOAL Area","Out GOAL Area",2420,"NULL",0,0,0,"NULL",0,"NULL"]
["Dadikh",166,"SY07","Idleb","إدلب",4,"Idleb","مركز إدلب","SY0700",18,"Saraqab","سراقب","SY070003",88,"داديخ","C3910","Dadikh","داديخ",35.802164,36.730915,"NSRF","Out GOAL Area",5331,"BH",0,0,0,"NULL",0,"NULL"]
["Jobas",167,"SY07","Idleb","إدلب",4,"Idleb","مركز إدلب","SY0700",18,"Saraqab","سراقب","SY070003",88,"جوباس","C3909","Jobas","جوباس",35.835134,36.757195,"NSRF","Out GOAL Area",4755,"BH",0,0,0,"NULL",0,"NULL"]
["Kafr Battikh",168,"SY07","Idleb","إدلب",4,"Idleb","مركز إدلب","SY0700",18,"Saraqab","سراقب","SY070003",88,"كفر بطيخ","C3927","Kafr Battikh","كفر بطيخ",35.782354,36.720844,"NSRF","Out GOAL Area",6671,"BH",0,0,0,"NULL",0,"NULL"]
["Kafr Omeim",169,"SY07","Idleb","إدلب",4,"Idleb","مركز إدلب","SY0700",18,"Saraqab","سراقب","SY070003",88,"كفر عميم","C3928","Kafr Omeim","كفر عميم",35.815307,36.867992,"Out GOAL Area","Out GOAL Area",4935,"NULL",0,0,0,"NULL",0,"NULL"]
["Khan Elsobol",170,"SY07","Idleb","إدلب",4,"Idleb","مركز إدلب","SY0700",18,"Saraqab","سراقب","SY070003",88,"خان السبل","C3925","Khan Elsobol","خان السبل",35.756216,36.752919,"Out GOAL Area","Out GOAL Area",9819,"NULL",0,0,0,"NULL",0,"NULL"]
["Khuwara",171,"SY07","Idleb","إدلب",4,"Idleb","مركز إدلب","SY0700",18,"Saraqab","سراقب","SY070003",88,"خوارى","C3922","Khuwara","خوارى",35.909484,36.923487,"Out GOAL Area","Out GOAL Area",3534,"NULL",0,0,0,"NULL",0,"NULL"]
["Lof",172,"SY07","Idleb","إدلب",4,"Idleb","مركز إدلب","SY0700",18,"Saraqab","سراقب","SY070003",88,"لوف","C3929","Lof","لوف",35.770308,36.82931,"Out GOAL Area","Out GOAL Area",2750,"NULL",0,0,0,"NULL",0,"NULL"]
["Maar Dibsi",173,"SY07","Idleb","إدلب",4,"Idleb","مركز إدلب","SY0700",18,"Saraqab","سراقب","SY070003",88,"معردبسي","C3931","Maar Dibsi","معردبسي",35.781582,36.768858,"NSRF","Out GOAL Area",9400,"BH",0,0,0,"NULL",0,"NULL"]
["Maharim",174,"SY07","Idleb","إدلب",4,"Idleb","مركز إدلب","SY0700",18,"Saraqab","سراقب","SY070003",88,"محاريم","C3926","Maharim","محاريم",35.901029,36.911533,"Out GOAL Area","Out GOAL Area",2920,"NULL",0,0,0,"NULL",0,"NULL"]
["Mardikh",175,"SY07","Idleb","إدلب",4,"Idleb","مركز إدلب","SY0700",18,"Saraqab","سراقب","SY070003",88,"مرديخ","C3930","Mardikh","مرديخ",35.811419,36.789073,"NSRF","Out GOAL Area",5414,"BH",0,0,0,"NULL",0,"NULL"]
["Rasafa",176,"SY07","Idleb","إدلب",4,"Idleb","مركز إدلب","SY0700",18,"Saraqab","سراقب","SY070003",88,"الرصافة","C3923","Rasafa","الرصافة",35.873232,36.89744,"Out GOAL Area","Out GOAL Area",4370,"NULL",0,0,0,"NULL",0,"NULL"]
["Rayan",177,"SY07","Idleb","إدلب",4,"Idleb","مركز إدلب","SY0700",18,"Saraqab","سراقب","SY070003",88,"ريان","C3919","Rayan","ريان",35.782465,36.864088,"Out GOAL Area","Out GOAL Area",4939,"NULL",0,0,0,"NULL",0,"NULL"]
["Salamin",178,"SY07","Idleb","إدلب",4,"Idleb","مركز إدلب","SY0700",18,"Saraqab","سراقب","SY070003",88,"سلامين","C3913","Salamin","سلامين",35.858265,36.901911,"Out GOAL Area","Out GOAL Area",2425,"NULL",0,0,0,"NULL",0,"NULL"]
["San",179,"SY07","Idleb","إدلب",4,"Idleb","مركز إدلب","SY0700",18,"Saraqab","سراقب","SY070003",88,"سان","C3915","San","سان",35.841466,36.734561,"NSRF","Out GOAL Area",1781,"BH",0,0,0,"NULL",0,"NULL"]
["Saraqab",180,"SY07","Idleb","إدلب",4,"Idleb","مركز إدلب","SY0700",18,"Saraqab","سراقب","SY070003",88,"سراقب","C3916","Saraqab","سراقب",35.86604,36.80336,"NSRF","Out GOAL Area",34074,"BH",0,0,0,"NULL",0,"NULL"]
["Sheikh Idris",181,"SY07","Idleb","إدلب",4,"Idleb","مركز إدلب","SY0700",18,"Saraqab","سراقب","SY070003",88,"شيخ ادريس","C3924","Sheikh Idris","شيخ ادريس",35.764671,36.864882,"NSRF","Out GOAL Area",7237,"BH",0,0,0,"NULL",0,"NULL"]
["Tal Karatine",182,"SY07","Idleb","إدلب",4,"Idleb","مركز إدلب","SY0700",18,"Saraqab","سراقب","SY070003",88,"تل كراتين","C3918","Tal Karatine","تل كراتين",35.939321,36.845055,"Out GOAL Area","Out GOAL Area",2841,"NULL",0,0,0,"NULL",0,"NULL"]
["Tromba",183,"SY07","Idleb","إدلب",4,"Idleb","مركز إدلب","SY0700",18,"Saraqab","سراقب","SY070003",88,"ترنبة","C3908","Tromba","ترنبة",35.858945,36.76672,"Out GOAL Area","Out GOAL Area",3670,"NULL",0,0,0,"NULL",0,"NULL"]
["Sarmin",184,"SY07","Idleb","إدلب",4,"Idleb","مركز إدلب","SY0700",18,"Sarmin","سرمين","SY070006",91,"سرمين","C3953","Sarmin","سرمين",35.90401,36.723823,"Out GOAL Area","Out GOAL Area",24840,"NULL",14222,0,0,"NULL",0,"NULL"]
["Ketyan",185,"SY07","Idleb","إدلب",4,"Idleb","مركز إدلب","SY0700",18,"Teftnaz","تفتناز","SY070004",89,"كتيان","C3936","Ketyan","كتيان",36.054511,36.808502,"Out GOAL Area","Out GOAL Area",3630,"NULL",2135,0,0,"NULL",0,"NULL"]
["Maaret Elnaasan - Maaret Elhaski",186,"SY07","Idleb","إدلب",4,"Idleb","مركز إدلب","SY0700",18,"Teftnaz","تفتناز","SY070004",89,"معارة النعسان_معارة الحاسكي","C3935","Maaret Elnaasan - Maaret Elhaski","معارة النعسان_معارة الحاسكي",36.035283,36.835145,"Out GOAL Area","Out GOAL Area",13193,"NULL",5014,0,0,"NULL",0,"NULL"]
["Shallakh",187,"SY07","Idleb","إدلب",4,"Idleb","مركز إدلب","SY0700",18,"Teftnaz","تفتناز","SY070004",89,"شللخ","C3934","Shallakh","شللخ",36.020498,36.791058,"Out GOAL Area","Out GOAL Area",4060,"NULL",4063,0,0,"NULL",0,"NULL"]
["Talhiyeh",188,"SY07","Idleb","إدلب",4,"Idleb","مركز إدلب","SY0700",18,"Teftnaz","تفتناز","SY070004",89,"طلحية","C3933","Talhiyeh","طلحية",35.965563,36.835044,"Out GOAL Area","Out GOAL Area",4954,"NULL",0,0,0,"NULL",0,"NULL"]
["Teftnaz",189,"SY07","Idleb","إدلب",4,"Idleb","مركز إدلب","SY0700",18,"Teftnaz","تفتناز","SY070004",89,"تفتناز","C3932","Teftnaz","تفتناز",35.996642,36.785424,"Out GOAL Area","Out GOAL Area",12741,"NULL",11956,0,0,"NULL",0,"NULL"]
["Armala",190,"SY07","Idleb","إدلب",4,"Jisr-Ash-Shugur","جسر الشغور","SY0704",21,"Badama","بداما","SY070401",105,"ارملا","C4227","Armala","ارملا",35.899323,36.217624,"Out GOAL Area","Out GOAL Area",2515,"GOAL",2818,0,0,"Community",0,"NULL"]
["Badama",191,"SY07","Idleb","إدلب",4,"Jisr-Ash-Shugur","جسر الشغور","SY0704",21,"Badama","بداما","SY070401",105,"بداما","C4226","Badama","بداما",35.818484,36.201333,"Out GOAL Area","Out GOAL Area",2370,"NULL",4080,0,0,"NULL",0,"NULL"]
["Baksariya",192,"SY07","Idleb","إدلب",4,"Jisr-Ash-Shugur","جسر الشغور","SY0704",21,"Badama","بداما","SY070401",105,"بكسريا","C4223","Baksariya","بكسريا",35.864175,36.20051,"Food Basket_Stopped","Out GOAL Area",2665,"NULL",3845,0,0,"NULL",0,"NULL"]
["Ein El-Bayda",193,"SY07","Idleb","إدلب",4,"Jisr-Ash-Shugur","جسر الشغور","SY0704",21,"Badama","بداما","SY070401",105,"عين البيضا","C4229","Ein El-Bayda","عين البيضا",35.860228,36.179953,"Out GOAL Area","Out GOAL Area",4675,"GOAL",1350,0,0,"Community",0,"NULL"]
["Hanbushiyeh",194,"SY07","Idleb","إدلب",4,"Jisr-Ash-Shugur","جسر الشغور","SY0704",21,"Badama","بداما","SY070401",105,"حنبوشية","C4228","Hanbushiyeh","حنبوشية",35.839214,36.197614,"Food Basket_Stopped","Out GOAL Area",5520,"NULL",3190,0,0,"NULL",0,"NULL"]
["Kherbet Eljoz",195,"SY07","Idleb","إدلب",4,"Jisr-Ash-Shugur","جسر الشغور","SY0704",21,"Badama","بداما","SY070401",105,"خربة الجوز","C4231","Kherbet Eljoz","خربة الجوز",35.903457,36.19252,"Out GOAL Area","Out GOAL Area",26330,"NULL",8730,0,0,"NULL",0,"NULL"]
["Kinda",196,"SY07","Idleb","إدلب",4,"Jisr-Ash-Shugur","جسر الشغور","SY0704",21,"Badama","بداما","SY070401",105,"الكندة","C4230","Kinda","الكندة",35.765571,36.205633,"Out GOAL Area","Out GOAL Area",0,"NULL",0,0,0,"NULL",0,"NULL"]
["Maraand",197,"SY07","Idleb","إدلب",4,"Jisr-Ash-Shugur","جسر الشغور","SY0704",21,"Badama","بداما","SY070401",105,"مرعند","C4235","Maraand","مرعند",35.777592,36.223116,"Out GOAL Area","Out GOAL Area",280,"NULL",520,0,0,"NULL",0,"NULL"]
["Najiyeh",198,"SY07","Idleb","إدلب",4,"Jisr-Ash-Shugur","جسر الشغور","SY0704",21,"Badama","بداما","SY070401",105,"الناجية","C4233","Najiyeh","الناجية",35.788429,36.219248,"Out GOAL Area","Out GOAL Area",340,"NULL",1555,0,0,"NULL",0,"NULL"]
["Ramliyeh",199,"SY07","Idleb","إدلب",4,"Jisr-Ash-Shugur","جسر الشغور","SY0704",21,"Badama","بداما","SY070401",105,"الرملية","C4234","Ramliyeh","الرملية",35.923005,36.21715,"Out GOAL Area","Out GOAL Area",1165,"GOAL",1472,0,0,"Community",0,"NULL"]
["Shaturiyeh",200,"SY07","Idleb","إدلب",4,"Jisr-Ash-Shugur","جسر الشغور","SY0704",21,"Badama","بداما","SY070401",105,"الشاتورية","C4232","Shaturiyeh","الشاتورية",35.86789,36.231937,"Food Basket","Out GOAL Area",1790,"IHSAN",2185,0,0,"NULL",0,"NULL"]
["Tuffahiyeh",201,"SY07","Idleb","إدلب",4,"Jisr-Ash-Shugur","جسر الشغور","SY0704",21,"Badama","بداما","SY070401",105,"تفاحية","C4224","Tuffahiyeh","تفاحية",35.793344,36.151712,"Out GOAL Area","Out GOAL Area",0,"NULL",0,0,0,"NULL",0,"NULL"]
["Yunesiyeh",202,"SY07","Idleb","إدلب",4,"Jisr-Ash-Shugur","جسر الشغور","SY0704",21,"Badama","بداما","SY070401",105,"اليونسية","C4225","Yunesiyeh","اليونسية",35.807879,36.15895,"Out GOAL Area","Out GOAL Area",0,"NULL",220,0,0,"NULL",0,"NULL"]
["Amud",203,"SY07","Idleb","إدلب",4,"Jisr-Ash-Shugur","جسر الشغور","SY0704",21,"Darkosh","دركوش","SY070402",106,"عامود","C4245","Amud","عامود",35.969139,36.360596,"Food Voucher","RESUME",2190,"GOAL",2203,1,1,"Community",0,1]
["Andnaniyeh - Farjein",204,"SY07","Idleb","إدلب",4,"Jisr-Ash-Shugur","جسر الشغور","SY0704",21,"Darkosh","دركوش","SY070402",106,"العدنانية_فرجين","C4248","Andnaniyeh - Farjein","العدنانية_فرجين",35.968518,36.300863,"Food Voucher","RESUME",2035,"GOAL",1965,0,1,"Community",0,1]
["Darkosh",205,"SY07","Idleb","إدلب",4,"Jisr-Ash-Shugur","جسر الشغور","SY0704",21,"Darkosh","دركوش","SY070402",106,"دركوش","C4252","Darkosh","دركوش",35.991715,36.392535,"Food Voucher","RESUME",32780,"GOAL",29311,1,0,"Community",0,0]
["Deir Othman",206,"SY07","Idleb","إدلب",4,"Jisr-Ash-Shugur","جسر الشغور","SY0704",21,"Darkosh","دركوش","SY070402",106,"دير عثمان","C4239","Deir Othman","دير عثمان",35.976043,36.317852,"Out GOAL Area","Out GOAL Area",0,"NULL",0,0,0,"NULL",0,"NULL"]
["Dorriyeh",207,"SY07","Idleb","إدلب",4,"Jisr-Ash-Shugur","جسر الشغور","SY0704",21,"Darkosh","دركوش","SY070402",106,"الدرية","C4249","Dorriyeh","الدرية",35.993497,36.308698,"Food Voucher","RESUME",8195,"GOAL",1159,1,1,"Community",0,1]
["Ghazala - Mgheidleh",208,"SY07","Idleb","إدلب",4,"Jisr-Ash-Shugur","جسر الشغور","SY0704",21,"Darkosh","دركوش","SY070402",106,"الغزالة_مغيدلة","C4240","Ghazala - Mgheidleh","الغزالة_مغيدلة",36.027449,36.388383,"Food Voucher","RESUME",5380,"GOAL",2393,1,0,"Community",0,1]
["Jamiliya (Darkosh)",209,"SY07","Idleb","إدلب",4,"Jisr-Ash-Shugur","جسر الشغور","SY0704",21,"Darkosh","دركوش","SY070402",106,"الجميلية","C4241","Jamiliya","الجميلية",35.980232,36.336082,"Food Voucher","RESUME",1467,"GOAL",994,0,1,"Community",0,1]
["Matleh - Batlaya",210,"SY07","Idleb","إدلب",4,"Jisr-Ash-Shugur","جسر الشغور","SY0704",21,"Darkosh","دركوش","SY070402",106,"المطلة_بطلايا","C4244","Matleh - Batlaya","المطلة_بطلايا",35.890911,36.406247,"Food Basket","RESUME",805,"GOAL",836,1,1,"Community",0,1]
["Mazuleh",211,"SY07","Idleb","إدلب",4,"Jisr-Ash-Shugur","جسر الشغور","SY0704",21,"Darkosh","دركوش","SY070402",106,"المعزولة","C4243","Mazuleh","المعزولة",35.902665,36.440541,"Food Voucher","RESUME",2345,"GOAL",2976,1,1,"Community",0,1]
["Mreimin (Darkosh)",212,"SY07","Idleb","إدلب",4,"Jisr-Ash-Shugur","جسر الشغور","SY0704",21,"Darkosh","دركوش","SY070402",106,"مريمين","C4254","Mreimin","مريمين",35.920421,36.411951,"Food Voucher","RESUME",4052,"GOAL",2114,1,1,"Community",0,1]
["Ramadiyeh (Darkosh)",213,"SY07","Idleb","إدلب",4,"Jisr-Ash-Shugur","جسر الشغور","SY0704",21,"Darkosh","دركوش","SY070402",106,"الرمادية","C4242","Ramadiyeh","الرمادية",36.034581,36.397569,"Food Voucher","RESUME",840,"GOAL",989,1,0,"Community",0,1]
["Sadiyeh - Bsentiya",214,"SY07","Idleb","إدلب",4,"Jisr-Ash-Shugur","جسر الشغور","SY0704",21,"Darkosh","دركوش","SY070402",106,"السعدية_بسندتيا","C4246","Sadiyeh - Bsentiya","السعدية_بسندتيا",35.939665,36.415318,"Food Voucher","RESUME",1154,"GOAL",2259,1,1,"Community",0,1]
["Sawadiya - Nabhan",215,"SY07","Idleb","إدلب",4,"Jisr-Ash-Shugur","جسر الشغور","SY0704",21,"Darkosh","دركوش","SY070402",106,"السوادية_نبهان","C4236","Sawadiya - Nabhan","السوادية_نبهان",35.952784,36.418053,"Food Voucher","RESUME",1955,"GOAL",2743,1,1,"Community",0,1]
["Sheikh Issa Elashury",216,"SY07","Idleb","إدلب",4,"Jisr-Ash-Shugur","جسر الشغور","SY0704",21,"Darkosh","دركوش","SY070402",106,"الشيخ عيسى العاشوري","C4251","Sheikh Issa Elashury","الشيخ عيسى العاشوري",35.974026,36.416295,"Food Basket","RESUME",1275,"GOAL",828,1,1,"Community",0,1]
["Thahr",217,"SY07","Idleb","إدلب",4,"Jisr-Ash-Shugur","جسر الشغور","SY0704",21,"Darkosh","دركوش","SY070402",106,"الظهر","C4247","Thahr","الظهر",35.969294,36.427078,"Food Voucher","RESUME",1600,"GOAL",1822,1,1,"Community",0,0]
["Turin",218,"SY07","Idleb","إدلب",4,"Jisr-Ash-Shugur","جسر الشغور","SY0704",21,"Darkosh","دركوش","SY070402",106,"طورين","C4237","Turin","طورين",35.98799,36.428708,"Out GOAL Area","Out GOAL Area",210,"NULL",277,1,0,"NULL",0,"NULL"]
["Zahraa - Kherbet Amud",219,"SY07","Idleb","إدلب",4,"Jisr-Ash-Shugur","جسر الشغور","SY0704",21,"Darkosh","دركوش","SY070402",106,"الزهراء_خربة عامود","C4250","Zahraa - Kherbet Amud","الزهراء_خربة عامود",35.983266,36.380158,"Food Voucher","RESUME",2655,"GOAL",2680,1,1,"Community",0,1]
["Zanbaqi",220,"SY07","Idleb","إدلب",4,"Jisr-Ash-Shugur","جسر الشغور","SY0704",21,"Darkosh","دركوش","SY070402",106,"الزنبقي","C4253","Zanbaqi","الزنبقي",36.008968,36.377576,"Food Voucher","RESUME",2825,"GOAL",306,1,0,"Community",0,0]
["Zarzur",221,"SY07","Idleb","إدلب",4,"Jisr-Ash-Shugur","جسر الشغور","SY0704",21,"Darkosh","دركوش","SY070402",106,"زرزور","C4238","Zarzur","زرزور",35.955292,36.338617,"Food Voucher","RESUME",8595,"GOAL",9902,0,1,"Community",0,1]
["Athar",222,"SY07","Idleb","إدلب",4,"Jisr-Ash-Shugur","جسر الشغور","SY0704",21,"Janudiyeh","الجانودية","SY070403",107,"آذار","C4266","Athar","آذار",35.913535,36.241502,"Food Basket","RESUME",870,"GOAL",924,0,1,"Community",0,1]
["Foz - Zuf",223,"SY07","Idleb","إدلب",4,"Jisr-Ash-Shugur","جسر الشغور","SY0704",21,"Janudiyeh","الجانودية","SY070403",107,"الفوز_الزوف","C4263","Foz - Zuf","الفوز_الزوف",35.941163,36.232141,"Out GOAL Area","Out GOAL Area",9203,"GOAL",2940,0,0,"Community",0,"NULL"]
["Hamama - Kafr Debbin",224,"SY07","Idleb","إدلب",4,"Jisr-Ash-Shugur","جسر الشغور","SY0704",21,"Janudiyeh","الجانودية","SY070403",107,"الحمامة_كفر دبين","C4267","Hamama - Kafr Debbin","الحمامة_كفر دبين",35.924477,36.354651,"Food Voucher","RESUME",13640,"GOAL",11705,0,1,"Community",0,0]
["Hassaniyeh - Hatya",225,"SY07","Idleb","إدلب",4,"Jisr-Ash-Shugur","جسر الشغور","SY0704",21,"Janudiyeh","الجانودية","SY070403",107,"الحسانية_هتيا","C4257","Hassaniyeh - Hatya","الحسانية_هتيا",35.947074,36.279788,"Food Voucher","RESUME",3125,"GOAL",1334,0,1,"Community",0,1]
["Janudiyeh",226,"SY07","Idleb","إدلب",4,"Jisr-Ash-Shugur","جسر الشغور","SY0704",21,"Janudiyeh","الجانودية","SY070403",107,"الجانودية","C4255","Janudiyeh","الجانودية",35.887091,36.287229,"Out GOAL Area","Out GOAL Area",13830,"GOAL",14198,0,1,"Community",0,"NULL"]
["Jdidet Eljisr",227,"SY07","Idleb","إدلب",4,"Jisr-Ash-Shugur","جسر الشغور","SY0704",21,"Janudiyeh","الجانودية","SY070403",107,"جديدة الجسر","C4265","Jdidet Eljisr","جديدة الجسر",35.929487,36.291127,"Food Voucher","RESUME",2298,"GOAL",2229,0,1,"Community",0,1]
["Maland",228,"SY07","Idleb","إدلب",4,"Jisr-Ash-Shugur","جسر الشغور","SY0704",21,"Janudiyeh","الجانودية","SY070403",107,"الملند","C4259","Maland","الملند",35.922661,36.27435,"Food Voucher","RESUME",4900,"GOAL",4548,0,1,"Community",0,1]
["Mudiah - Luxin",229,"SY07","Idleb","إدلب",4,"Jisr-Ash-Shugur","جسر الشغور","SY0704",21,"Janudiyeh","الجانودية","SY070403",107,"المضيئة_لوكسين","C4261","Mudiah - Luxin","المضيئة_لوكسين",35.942841,36.312577,"Food Voucher","RESUME",755,"GOAL",915,0,1,"Community",0,1]
["Nasra",230,"SY07","Idleb","إدلب",4,"Jisr-Ash-Shugur","جسر الشغور","SY0704",21,"Janudiyeh","الجانودية","SY070403",107,"الناصرة","C4262","Nasra","الناصرة",35.961305,36.259077,"Out GOAL Area","Out GOAL Area",990,"GOAL",1085,0,0,"Community",0,"NULL"]
["Qaderiyeh - Qayqun",231,"SY07","Idleb","إدلب",4,"Jisr-Ash-Shugur","جسر الشغور","SY0704",21,"Janudiyeh","الجانودية","SY070403",107,"القادرية_قيقون","C4258","Qaderiyeh - Qayqun","القادرية_قيقون",35.899173,36.308804,"Food Voucher","RESUME",3535,"GOAL",1450,0,1,"Community",0,1]
["Qanniyeh (Janudiyeh)",232,"SY07","Idleb","إدلب",4,"Jisr-Ash-Shugur","جسر الشغور","SY0704",21,"Janudiyeh","الجانودية","SY070403",107,"القنية","C4260","Qanniyeh","القنية",35.92289,36.317573,"Food Voucher","RESUME",2314,"GOAL",2208,0,1,"Community",0,1]
["Tiba - Katrin",233,"SY07","Idleb","إدلب",4,"Jisr-Ash-Shugur","جسر الشغور","SY0704",21,"Janudiyeh","الجانودية","SY070403",107,"الطيبة_كترين","C4264","Tiba - Katrin","الطيبة_كترين",35.913751,36.255953,"Food Basket",null,100,"Ihsan",69,0,1,"NULL",0,"NULL"]
["Yaqubiyeh",234,"SY07","Idleb","إدلب",4,"Jisr-Ash-Shugur","جسر الشغور","SY0704",21,"Janudiyeh","الجانودية","SY070403",107,"اليعقوبية","C4256","Yaqubiyeh","اليعقوبية",35.921966,36.313573,"Food Voucher","RESUME",2585,"GOAL",2708,0,1,"Community",0,1]
["Alyeh",235,"SY07","Idleb","إدلب",4,"Jisr-Ash-Shugur","جسر الشغور","SY0704",21,"Jisr-Ash-Shugur","مركز جسر الشغور","SY070400",104,"العالية","C4207","Alyeh","العالية",35.798293,36.262372,"Out GOAL Area","Out GOAL Area",92,"NULL",212,0,0,"NULL",0,"NULL"]
["Balmis",236,"SY07","Idleb","إدلب",4,"Jisr-Ash-Shugur","جسر الشغور","SY0704",21,"Jisr-Ash-Shugur","مركز جسر الشغور","SY070400",104,"بلميس","C4191","Balmis","بلميس",35.887052,36.368617,"Food Basket","Out GOAL Area",3476,"IHSAN",3625,1,1,"Community",0,"NULL"]
["Bkafla",237,"SY07","Idleb","إدلب",4,"Jisr-Ash-Shugur","جسر الشغور","SY0704",21,"Jisr-Ash-Shugur","مركز جسر الشغور","SY070400",104,"بكفلا","C4201","Bkafla","بكفلا",35.862262,36.294691,"Food Voucher","RESUME",923,"GOAL",472,0,1,"Community",0,1]
["Bsheiriyeh - Bello",238,"SY07","Idleb","إدلب",4,"Jisr-Ash-Shugur","جسر الشغور","SY0704",21,"Jisr-Ash-Shugur","مركز جسر الشغور","SY070400",104,"البشيرية_بللو","C4193","Bsheiriyeh - Bello","البشيرية_بللو",35.855705,36.403916,"Food Basket","Out GOAL Area",4719,"IHSAN",4898,1,1,"Community",0,"NULL"]
["Bteibat",239,"SY07","Idleb","إدلب",4,"Jisr-Ash-Shugur","جسر الشغور","SY0704",21,"Jisr-Ash-Shugur","مركز جسر الشغور","SY070400",104,"بطيباط","C4195","Bteibat","بطيباط",35.805057,36.276569,"Out GOAL Area","Out GOAL Area",103,"NULL",214,0,0,"NULL",0,"NULL"]
["Bzeit",240,"SY07","Idleb","إدلب",4,"Jisr-Ash-Shugur","جسر الشغور","SY0704",21,"Jisr-Ash-Shugur","مركز جسر الشغور","SY070400",104,"بزيت","C4200","Bzeit","بزيت",35.791072,36.398805,"Food Basket","Out GOAL Area",1310,"IHSAN",2065,0,1,"NULL",0,"NULL"]
["Dgali",241,"SY07","Idleb","إدلب",4,"Jisr-Ash-Shugur","جسر الشغور","SY0704",21,"Jisr-Ash-Shugur","مركز جسر الشغور","SY070400",104,"الدغالي","C4214","Dgali","الدغالي",35.907792,36.396669,"Food Basket","Out GOAL Area",941,"IHSAN",1080,1,1,"Community",0,"NULL"]
["Eastern Marj Akhdar",242,"SY07","Idleb","إدلب",4,"Jisr-Ash-Shugur","جسر الشغور","SY0704",21,"Jisr-Ash-Shugur","مركز جسر الشغور","SY070400",104,"المرج الأخضر الشرقي","C4215","Eastern Marj Akhdar","المرج الأخضر الشرقي",35.855696,36.38517,"Food Voucher","Out GOAL Area",4518,"Ihsan",8851,1,0,"NULL",0,"NULL"]
["Ein Elhamra",243,"SY07","Idleb","إدلب",4,"Jisr-Ash-Shugur","جسر الشغور","SY0704",21,"Jisr-Ash-Shugur","مركز جسر الشغور","SY070400",104,"عين الحمرا","C4202","Ein Elhamra","عين الحمرا",35.770469,36.426202,"Out GOAL Area","Out GOAL Area",2206,"NULL",3456,0,0,"NULL",0,"NULL"]
["Ein Elsoda",244,"SY07","Idleb","إدلب",4,"Jisr-Ash-Shugur","جسر الشغور","SY0704",21,"Jisr-Ash-Shugur","مركز جسر الشغور","SY070400",104,"عين السودة","C4204","Ein Elsoda","عين السودة",35.833868,36.340037,"Food Basket","Out GOAL Area",1910,"IHSAN",2129,1,1,"Community",0,"NULL"]
["Eshtabraq",245,"SY07","Idleb","إدلب",4,"Jisr-Ash-Shugur","جسر الشغور","SY0704",21,"Jisr-Ash-Shugur","مركز جسر الشغور","SY070400",104,"اشتبرق","C4198","Eshtabraq","اشتبرق",35.79086,36.293605,"Out GOAL Area","Out GOAL Area",156,"NULL",200,0,0,"NULL",0,"NULL"]
["Frikeh",246,"SY07","Idleb","إدلب",4,"Jisr-Ash-Shugur","جسر الشغور","SY0704",21,"Jisr-Ash-Shugur","مركز جسر الشغور","SY070400",104,"فريكة","C4219","Frikeh","فريكة",35.760797,36.358159,"Out GOAL Area","Out GOAL Area",1611,"NULL",2666,0,0,"NULL",0,"NULL"]
["Ghanya",247,"SY07","Idleb","إدلب",4,"Jisr-Ash-Shugur","جسر الشغور","SY0704",21,"Jisr-Ash-Shugur","مركز جسر الشغور","SY070400",104,"غانية","C4209","Ghanya","غانية",35.765223,36.292687,"Out GOAL Area","Out GOAL Area",182,"NULL",265,0,0,"NULL",0,"NULL"]
["Ghassaniyeh",248,"SY07","Idleb","إدلب",4,"Jisr-Ash-Shugur","جسر الشغور","SY0704",21,"Jisr-Ash-Shugur","مركز جسر الشغور","SY070400",104,"الغسانية","C4203","Ghassaniyeh","الغسانية",35.815412,36.260702,"Out GOAL Area","Out GOAL Area",690,"NULL",1010,0,0,"NULL",0,"NULL"]
["Halluz ",249,"SY07","Idleb","إدلب",4,"Jisr-Ash-Shugur","جسر الشغور","SY0704",21,"Jisr-Ash-Shugur","مركز جسر الشغور","SY070400",104,"حللوز","C4188","Halluz ","حللوز",35.783846,36.272978,"Out GOAL Area","Out GOAL Area",0,"NULL",0,0,0,"NULL",0,"NULL"]
["Hseiniyeh",250,"SY07","Idleb","إدلب",4,"Jisr-Ash-Shugur","جسر الشغور","SY0704",21,"Jisr-Ash-Shugur","مركز جسر الشغور","SY070400",104,"الحسينية","C4216","Hseiniyeh","الحسينية",35.844975,36.25494,"Out GOAL Area","Out GOAL Area",0,"NULL",0,0,0,"NULL",0,"NULL"]
["Jannet Elqora",251,"SY07","Idleb","إدلب",4,"Jisr-Ash-Shugur","جسر الشغور","SY0704",21,"Jisr-Ash-Shugur","مركز جسر الشغور","SY070400",104,"جنة القرى","C4208","Jannet Elqora","جنة القرى",35.754209,36.407349,"Out GOAL Area","Out GOAL Area",976,"NULL",998,0,0,"NULL",0,"NULL"]
["Jisr-Ash-Shugur",252,"SY07","Idleb","إدلب",4,"Jisr-Ash-Shugur","جسر الشغور","SY0704",21,"Jisr-Ash-Shugur","مركز جسر الشغور","SY070400",104,"جسر الشغور","C4199","Jisr-Ash-Shugur","جسر الشغور",35.818763,36.321535,"Out GOAL Area","Out GOAL Area",10621,"NULL",20697,1,0,"NULL",0,"NULL"]
["Al Kufir",253,"SY07","Idleb","إدلب",4,"Harim","حارم","SY0703",20,"Dana","دانا","SY070301",99,"الكفير","C7407","Al Kufir","الكفير",36.2095,36.6703,"Food Voucher","RESUME",1521,"GOAL",5097,0,0,"Community",0,1]
["Kniset Nakhleh",254,"SY07","Idleb","إدلب",4,"Jisr-Ash-Shugur","جسر الشغور","SY0704",21,"Jisr-Ash-Shugur","مركز جسر الشغور","SY070400",104,"كنيسة نخلة","C4222","Kniset Nakhleh","كنيسة نخلة",35.821823,36.376034,"Food Basket","Out GOAL Area",2294,"IHSAN",2600,1,1,"Community",0,"NULL"]
["Marj Elzohur",256,"SY07","Idleb","إدلب",4,"Jisr-Ash-Shugur","جسر الشغور","SY0704",21,"Jisr-Ash-Shugur","مركز جسر الشغور","SY070400",104,"مرج الزهور","C4221","Marj Elzohur","مرج الزهور",35.743607,36.371451,"Out GOAL Area","Out GOAL Area",1745,"NULL",2038,0,0,"NULL",0,"NULL"]
["Mintar",257,"SY07","Idleb","إدلب",4,"Jisr-Ash-Shugur","جسر الشغور","SY0704",21,"Jisr-Ash-Shugur","مركز جسر الشغور","SY070400",104,"المنطار","C4196","Mintar","المنطار",35.766141,36.371938,"Out GOAL Area","Out GOAL Area",645,"NULL",410,0,0,"NULL",0,"NULL"]
["Msheirfeh",258,"SY07","Idleb","إدلب",4,"Jisr-Ash-Shugur","جسر الشغور","SY0704",21,"Jisr-Ash-Shugur","مركز جسر الشغور","SY070400",104,"المشيرفة","C4187","Msheirfeh","المشيرفة",35.774609,36.394991,"Out GOAL Area","Out GOAL Area",639,"NULL",0,0,0,"NULL",0,"NULL"]
["Qaysiyeh",259,"SY07","Idleb","إدلب",4,"Jisr-Ash-Shugur","جسر الشغور","SY0704",21,"Jisr-Ash-Shugur","مركز جسر الشغور","SY070400",104,"القيسية","C4206","Qaysiyeh","القيسية",35.822133,36.397361,"Food Basket","Out GOAL Area",994,"IHSAN",2520,0,1,"Community",0,"NULL"]
["Sabileh",260,"SY07","Idleb","إدلب",4,"Jisr-Ash-Shugur","جسر الشغور","SY0704",21,"Jisr-Ash-Shugur","مركز جسر الشغور","SY070400",104,"سبيلة","C4211","Sabileh","سبيلة",35.876281,36.41358,"Food Basket","Out GOAL Area",405,"IHSAN",415,1,1,"Community",0,"NULL"]
["Sali",262,"SY07","Idleb","إدلب",4,"Jisr-Ash-Shugur","جسر الشغور","SY0704",21,"Jisr-Ash-Shugur","مركز جسر الشغور","SY070400",104,"سلي","C4189","Sali","سلي",35.759711,36.378619,"Out GOAL Area","Out GOAL Area",1087,"NULL",1081,0,0,"NULL",0,"NULL"]
["Sokkariyeh",263,"SY07","Idleb","إدلب",4,"Jisr-Ash-Shugur","جسر الشغور","SY0704",21,"Jisr-Ash-Shugur","مركز جسر الشغور","SY070400",104,"السكرية","C4210","Sokkariyeh","السكرية",35.804834,36.393799,"Food Basket","Out GOAL Area",1220,"IHSAN",1444,0,1,"NULL",0,"NULL"]
["Tal Awar",264,"SY07","Idleb","إدلب",4,"Jisr-Ash-Shugur","جسر الشغور","SY0704",21,"Jisr-Ash-Shugur","مركز جسر الشغور","SY070400",104,"تل اعور","C4217","Tal Awar","تل اعور",35.737912,36.385472,"Out GOAL Area","Out GOAL Area",588,"NULL",848,0,0,"NULL",0,"NULL"]
["Tal Hamki",265,"SY07","Idleb","إدلب",4,"Jisr-Ash-Shugur","جسر الشغور","SY0704",21,"Jisr-Ash-Shugur","مركز جسر الشغور","SY070400",104,"تل حمكي","C4218","Tal Hamki","تل حمكي",35.748665,36.38936,"Out GOAL Area","Out GOAL Area",145,"NULL",250,0,0,"NULL",0,"NULL"]
["Um Elgar",266,"SY07","Idleb","إدلب",4,"Jisr-Ash-Shugur","جسر الشغور","SY0704",21,"Jisr-Ash-Shugur","مركز جسر الشغور","SY070400",104,"أم الغار","C4213","Um Elgar","أم الغار",35.77386,36.248396,"Out GOAL Area","Out GOAL Area",202,"NULL",220,0,0,"NULL",0,"NULL"]
["Um Rish",267,"SY07","Idleb","إدلب",4,"Jisr-Ash-Shugur","جسر الشغور","SY0704",21,"Jisr-Ash-Shugur","مركز جسر الشغور","SY070400",104,"ام الريش","C4194","Um Rish","ام الريش",35.892422,36.394315,"Food Basket","Out GOAL Area",2404,"IHSAN",2479,1,1,"Community",0,"NULL"]
["Upper Sheikh Sindyan",268,"SY07","Idleb","إدلب",4,"Jisr-Ash-Shugur","جسر الشغور","SY0704",21,"Jisr-Ash-Shugur","مركز جسر الشغور","SY070400",104,"شيخ سنديان فوقاني","C4186","Upper Sheikh Sindyan","شيخ سنديان فوقاني",35.752947,36.276736,"Out GOAL Area","Out GOAL Area",84,"NULL",103,0,0,"NULL",0,"NULL"]
["Upper Shghur",269,"SY07","Idleb","إدلب",4,"Jisr-Ash-Shugur","جسر الشغور","SY0704",21,"Jisr-Ash-Shugur","مركز جسر الشغور","SY070400",104,"شغور فوقاني","C4197","Upper Shghur","شغور فوقاني",35.850654,36.28016,"Food Basket","Out GOAL Area",2369,"IHSAN",3330,0,0,"NULL",0,"NULL"]
["Watba",270,"SY07","Idleb","إدلب",4,"Jisr-Ash-Shugur","جسر الشغور","SY0704",21,"Jisr-Ash-Shugur","مركز جسر الشغور","SY070400",104,"وطبة","C4220","Watba","وطبة",35.810264,36.406599,"Food Basket","Out GOAL Area",536,"IHSAN",853,0,1,"Community",0,"NULL"]
["Western Marj Akhdar",271,"SY07","Idleb","إدلب",4,"Jisr-Ash-Shugur","جسر الشغور","SY0704",21,"Jisr-Ash-Shugur","مركز جسر الشغور","SY070400",104,"المرج الأخضر الغربي","C4212","Western Marj Akhdar","المرج الأخضر الغربي",35.86067,36.363928,"Food Voucher","Out GOAL Area",9361,"Ihsan",10787,1,0,"NULL",0,"NULL"]
["Beftamun",272,"SY07","Idleb","إدلب",4,"Ariha","أريحا","SY0705",22,"Mhambal","محمبل","SY070502",110,"بفطامون","C4321","Beftamun","بفطامون",35.832758,36.433739,"Food Voucher","RESUME",1404,"GOAL",1413,1,1,"Community",0,1]
["Hlul",273,"SY07","Idleb","إدلب",4,"Ariha","أريحا","SY0705",22,"Mhambal","محمبل","SY070502",110,"حلول","C4326","Hlul","حلول",35.845849,36.433877,"Food Voucher","RESUME",1491,"GOAL",1847,1,1,"Community",0,1]
["Kniseh",274,"SY07","Idleb","إدلب",4,"Ariha","أريحا","SY0705",22,"Mhambal","محمبل","SY070502",110,"الكنيسة","C4313","Kniseh","الكنيسة",35.8648,36.433983,"Food Voucher","RESUME",4189,"GOAL",6203,1,1,"Community",0,1]
["Ora Qabli - Edwan",275,"SY07","Idleb","إدلب",4,"Ariha","أريحا","SY0705",22,"Mhambal","محمبل","SY070502",110,"عرى القبلي_عدوان","C4312","Ora Qabli - Edwan","عرى القبلي_عدوان",35.8747,36.499088,"Food Basket","RESUME",5285,"GOAL",6766,0,1,"Community",0,1]
["Thaheriya",276,"SY07","Idleb","إدلب",4,"Ariha","أريحا","SY0705",22,"Ariha","مركز أريحا","SY070500",108,"الظاهرية","C4272","Thaheriya","الظاهرية",35.879467,36.512992,"Out GOAL Area","Out GOAL Area",720,"NULL",985,0,0,"NULL",0,"NULL"]
["Abo Zubeir",277,"SY07","Idleb","إدلب",4,"Harim","حارم","SY0703",20,"Armanaz","أرمناز","SY070305",103,"ابوزبير","C4176","Armanaz","أرمناز",35.788325,36.427416,"Out GOAL Area","Out GOAL Area","NULL","NULL",0,0,0,"NULL",0,"NULL"]
["Arab Saeed",278,"SY07","Idleb","إدلب",4,"Idleb","مركز إدلب","SY0700",18,"Idleb","مركز إدلب","SY070000",85,"عرب سعيد","C3871","Idleb","إدلب",35.959932,36.554085,"Out GOAL Area","Out GOAL Area",2000,"NULL",0,0,0,"NULL",0,"NULL"]
["al-Baaliah",279,"SY07","Idleb","إدلب",4,"Harim","حارم","SY0703",20,"Armanaz","أرمناز","SY070305",103,"البالعة","C6724","al-Baali'ah","البالعة",35.917664,36.441059,"Food Voucher","RESUME",660,"GOAL",991,0,1,"Community",0,1]
["Haj Jouma",280,"SY07","Idleb","إدلب",4,"Harim","حارم","SY0703",20,"Armanaz","أرمناز","SY070305",103,"حاج جمعة ","C4184","Milis","ملس",35.962405,36.467047,"Food Voucher","RESUME",100,"GOAL",775,0,1,"Community",0,1]
["Mazraet El Shmaat",282,"SY07","Idleb","إدلب",4,"Harim","حارم","SY0703",20,"Armanaz","أرمناز","SY070305",103,"مزرعة الشماط","C4176","Armanaz","أرمناز",36.050669,36.509226,"Food Voucher","RESUME",800,"GOAL",0,0,0,"Community",0,1]
["Northen Alghfer",283,"SY07","Idleb","إدلب",4,"Harim","حارم","SY0703",20,"Armanaz","أرمناز","SY070305",103,"الغفر الشمالي","C4175","Ghafar","الغفر",35.938148,36.457498,"Food Voucher","RESUME",4826,"GOAL",0,0,0,"Community",0,1]
["Sanbalta",284,"SY07","Idleb","إدلب",4,"Harim","حارم","SY0703",20,"Armanaz","أرمناز","SY070305",103,"سنبلته","C4179","Sheikh Yousef","الشيخ يوسف",35.946723,36.461131,"Food Voucher","RESUME",150,"GOAL",0,0,1,"Community",0,1]
["Albadria",285,"SY07","Idleb","إدلب",4,"Jisr-Ash-Shugur","جسر الشغور","SY0704",21,"Badama","بداما","SY070401",105,"البدرية","C4226","Badama","بداما",35.835557,36.218912,"Out GOAL Area","Out GOAL Area","NULL","NULL",200,0,0,"NULL",0,"NULL"]
["Zoainieh",286,"SY07","Idleb","إدلب",4,"Jisr-Ash-Shugur","جسر الشغور","SY0704",21,"Badama","بداما","SY070401",105,"زعينية","C6698","Zoainieh","زعينية",35.841706,36.226355,"Food Basket_Stopped","Not RESUME",1150,"NULL",1010,0,0,"NULL",0,"NULL"]
["Al hafrya",287,"SY07","Idleb","إدلب",4,"Jisr-Ash-Shugur","جسر الشغور","SY0704",21,"Darkosh","دركوش","SY070402",106,"الحفرية","C8338","Al hafrya","الحفرية",36.01341,36.384295,"Food Voucher","RESUME",2000,"GOAL",1519,1,0,"Community",0,1]
["Albalat",288,"SY07","Idleb","إدلب",4,"Jisr-Ash-Shugur","جسر الشغور","SY0704",21,"Darkosh","دركوش","SY070402",106,"البلاط","C4252","Darkosh","دركوش",36.036191,36.429356,"Food Voucher","RESUME",200,"GOAL",900,1,0,"Community",0,1]
["Mansura",289,"SY07","Idleb","إدلب",4,"Jisr-Ash-Shugur","جسر الشغور","SY0704",21,"Darkosh","دركوش","SY070402",106,"منصورة","C4252","Darkosh","دركوش",35.969234,36.42939,"Food Voucher","RESUME",0,"GOAL",1191,1,1,"Community",0,0]
["mazrat haj Naiyf",290,"SY07","Idleb","إدلب",4,"Jisr-Ash-Shugur","جسر الشغور","SY0704",21,"Darkosh","دركوش","SY070402",106,"مزرعة حج نايف","C8339","mazrat haj Naiyf","مزرعة حج نايف",36.031529,36.414696,"Food Voucher","RESUME",600,"GOAL",882,1,0,"Community",0,1]
["Qnfouz",291,"SY07","Idleb","إدلب",4,"Jisr-Ash-Shugur","جسر الشغور","SY0704",21,"Darkosh","دركوش","SY070402",106,"قنفذ","C4252","Darkosh","دركوش",35.799096,36.416852,"Food Basket","RESUME",600,"GOAL",0,0,1,"Community",0,1]
["Bshmaron",292,"SY07","Idleb","إدلب",4,"Idleb","مركز إدلب","SY0700",18,"Idleb","مركز إدلب","SY070000",85,"بشمارون","C6689","Bshmaron","بشمارون",35.957955,36.534755,"Food Basket","RESUME",80,"GOAL",200,1,1,"Community",0,1]
["Sad masoud",293,"SY07","Idleb","إدلب",4,"Jisr-Ash-Shugur","جسر الشغور","SY0704",21,"Janudiyeh","الجانودية","SY070403",107,"سعدمسعود","C4255","Janudiyeh","الجانودية",35.958444,36.300656,"Food Voucher","RESUME","NULL","GOAL",590,0,1,"Community",0,1]
["Alarin",294,"SY07","Idleb","إدلب",4,"Jisr-Ash-Shugur","جسر الشغور","SY0704",21,"Jisr-Ash-Shugur","مركز جسر الشغور","SY070400",104,"العرين","C6640","Alarin","العرين",35.836372,36.400942,"Food Basket","Out GOAL Area",806,"IHSAN",1306,0,1,"NULL",0,"NULL"]
["Al-Zahria",295,"SY07","Idleb","إدلب",4,"Jisr-Ash-Shugur","جسر الشغور","SY0704",21,"Jisr-Ash-Shugur","مركز جسر الشغور","SY070400",104,"الزهراء","C4199","Jisr-Ash-Shugur","جسر الشغور",35.855525,36.351648,"Food Basket","Out GOAL Area",500,"IHSAN",500,1,0,"Community",0,"NULL"]
["Lower kastan",296,"SY07","Idleb","إدلب",4,"Jisr-Ash-Shugur","جسر الشغور","SY0704",21,"Jisr-Ash-Shugur","مركز جسر الشغور","SY070400",104,"الكستن","C6640","Al Areen - Kastanah Fawqan","العرين - كستن فوقاني",35.856305,36.389048,"Food Basket","Out GOAL Area",8000,"IHSAN",8851,0,1,"Community",0,"NULL"]
["Mashmshain",297,"SY07","Idleb","إدلب",4,"Jisr-Ash-Shugur","جسر الشغور","SY0704",21,"Jisr-Ash-Shugur","مركز جسر الشغور","SY070400",104,"مشمشان","C4199","Jisr-Ash-Shugur","جسر الشغور",35.86086,36.3672,"Food Basket","Out GOAL Area",3500,"IHSAN",10787,0,1,"Community",0,"NULL"]
["Mazrat Hamam",298,"SY07","Idleb","إدلب",4,"Jisr-Ash-Shugur","جسر الشغور","SY0704",21,"Jisr-Ash-Shugur","مركز جسر الشغور","SY070400",104,"مرزعة الحمام","C4199","Jisr-Ash-Shugur","جسر الشغور",35.815719,36.412421,"Food Basket","RESUME",500,"GOAL",198,0,1,"Community",0,1]
["Bear-altaeeb",299,"SY07","Idleb","إدلب",4,"Idleb","مركز إدلب","SY0700",18,"Maaret Tamsrin","معرة تمصرين","SY070005",90,"بيرة الطيب","C3947","Ma'arrat Tamasrin","معر تمصرين",36.037027,36.560141,"Food Voucher","RESUME",225,"GOAL",525,0,1,"Community",0,1]
["Beeret Kaftin",300,"SY07","Idleb","إدلب",4,"Idleb","مركز إدلب","SY0700",18,"Maaret Tamsrin","معرة تمصرين","SY070005",90,"بيرة كفتين","C6633","Beeret Kaftin","بيرة كفتين",36.086187,36.655657,"Food Voucher","RESUME",1017,"GOAL",1812,0,1,"Community",0,1]
["Boayba",301,"SY07","Idleb","إدلب",4,"Idleb","مركز إدلب","SY0700",18,"Maaret Tamsrin","معرة تمصرين","SY070005",90,"بعيبعة","C6732","Boayba","بعيبعة",35.978723,36.583981,"Food Voucher","RESUME",877,"GOAL",2217,0,0,"Community",0,1]
["clay village",302,"SY07","Idleb","إدلب",4,"Idleb","مركز إدلب","SY0700",18,"Maaret Tamsrin","معرة تمصرين","SY070005",90,"القرية الطينية","C3947","Ma'arrat Tamasrin","معر تمصرين",35.996784,36.626991,"Out GOAL Area","Out GOAL Area",1400,"NULL",0,0,0,"NULL",0,"NULL"]
["Hbit",303,"SY07","Idleb","إدلب",4,"Idleb","مركز إدلب","SY0700",18,"Maaret Tamsrin","معرة تمصرين","SY070005",90,"هبيط","C6632","Hbit","هبيط",35.996499,36.626718,"Food Voucher","RESUME",4796,"GOAL",0,0,0,"Community",0,1]
["jawaniaa",304,"SY07","Idleb","إدلب",4,"Idleb","مركز إدلب","SY0700",18,"Maaret Tamsrin","معرة تمصرين","SY070005",90,"جوانية","C6631","Shekh Bahr","الشيخ بحر",36.078724,36.555698,"Food Voucher","RESUME","NULL","GOAL",0,0,1,"Community",0,1]
["Kafr Nabi",305,"SY07","Idleb","إدلب",4,"Idleb","مركز إدلب","SY0700",18,"Maaret Tamsrin","معرة تمصرين","SY070005",90,"كفربني","C3948","Kafr Nabi","كفربني",36.058005,36.607989,"Food Voucher","RESUME",4521,"GOAL",1874,0,1,"Community",0,1]
["Kafr tanor",306,"SY07","Idleb","إدلب",4,"Idleb","مركز إدلب","SY0700",18,"Maaret Tamsrin","معرة تمصرين","SY070005",90,"كفرتنور","C6690","Kafr tanor","كفرتنور",36.048478,36.561934,"Food Voucher","RESUME",728,"GOAL",698,0,1,"Community",0,1]
["Mazraet Edrees",307,"SY07","Idleb","إدلب",4,"Idleb","مركز إدلب","SY0700",18,"Maaret Tamsrin","معرة تمصرين","SY070005",90,"مزرعة ادريس","C3945","Kafr Jales","كفر جالس",35.989075,36.594556,"Food Voucher","RESUME","NULL","GOAL",0,0,1,"Community",0,1]
["Shekh Bahr",308,"SY07","Idleb","إدلب",4,"Idleb","مركز إدلب","SY0700",18,"Maaret Tamsrin","معرة تمصرين","SY070005",90,"شيخ بحر","C6631","Shekh Bahr","شيخ بحر",36.050778,36.564424,"Food Voucher","RESUME",1295,"GOAL",6049,0,1,"Community",0,1]
["Smneh",309,"SY07","Idleb","إدلب",4,"Idleb","مركز إدلب","SY0700",18,"Maaret Tamsrin","معرة تمصرين","SY070005",90,"الصنمة","C3947","Ma'arrat Tamasrin","معر تمصرين",36.028262,36.55044,"Food Voucher","RESUME",225,"GOAL",0,0,1,"Community",0,1]
["Al Iraqiyah",310,"SY07","Idleb","إدلب",4,"Ariha","أريحا","SY0705",22,"Mhambal","محمبل","SY070502",110,"العراقية","C7259","Al Iraqiyah","العراقية",35.817673,36.445026,"Food Voucher","RESUME",75,"GOAL",702,1,1,"Community",0,1]
["Babisqa",311,"SY07","Idleb","إدلب",4,"Harim","حارم","SY0703",20,"Dana","دانا","SY070301",99,"بابسقا","C6755","Babisqa","بابسقا",36.20145,36.653695,"Food Voucher","RESUME",3288,"GOAL",4943,1,0,"Community",0,1]
["Dier Seeta",312,"SY07","Idleb","إدلب",4,"Harim","حارم","SY0703",20,"Qourqeena","قورقينا","SY070304",102,"ديرسيتا","C6696","Dier Seeta","ديرسيتا",36.119442,36.609559,"Food Voucher","RESUME",487,"GOAL",1366,1,1,"Community",0,1]
["Koknaya",313,"SY07","Idleb","إدلب",4,"Harim","حارم","SY0703",20,"Qourqeena","قورقينا","SY070304",102,"كوكنايا","C6616","Koknaya","كوكنايا",36.116201,36.607102,"Food Voucher","RESUME",558,"GOAL",1894,1,1,"Community",0,1]
["Maaramaia",314,"SY07","Idleb","إدلب",4,"Harim","حارم","SY0703",20,"Qourqeena","قورقينا","SY070304",102,"معرمايا","C7403","Maarat Manaya","معرة منايا",36.198682,36.59679,"Food Voucher","RESUME",200,"GOAL",200,1,1,"Community",0,1]
["Jeser Maksour",315,"SY07","Idleb","إدلب",4,"Harim","حارم","SY0703",20,"Salqin","سلقين","SY070302",100,"الجسر المكسور","C6618","Jeser Maksour","الجسر المكسور",36.180405,36.382601,"Food Voucher","RESUME",546,"GOAL",1243,1,0,"Community",0,1]
["AL-Kameshliah",316,"SY07","Idleb","إدلب",4,"Harim","حارم","SY0703",20,"Salqin","سلقين","SY070302",100,"القامشلية","C4142","Allani","العلاني",36.202883,36.41242,"Food Voucher","RESUME",3000,"GOAL",664,0,0,"Community",0,1]
["AL-Ballanah",317,"SY07","Idleb","إدلب",4,"Harim","حارم","SY0703",20,"Salqin","سلقين","SY070302",100,"البلانة","C4142","Allani","العلاني",36.201942,36.437314,"Food Voucher","RESUME",400,"GOAL",525,1,0,"Community",0,1]
["Faroukiyeh",318,"SY07","Idleb","إدلب",4,"Harim","حارم","SY0703",20,"Salqin","سلقين","SY070302",100,"الفاروقية","C6619","AL-Faruqia","الفاروقية",36.181835,36.40764,"Food Voucher","RESUME",3124,"GOAL",1824,0,0,"Community",0,1]
["AL-Hamzaowat",319,"SY07","Idleb","إدلب",4,"Harim","حارم","SY0703",20,"Salqin","سلقين","SY070302",100,"الحمزاوات","C4148","Tellemar","تلعمار",36.118236,36.398762,"Food Voucher","RESUME",1000,"GOAL",1300,1,0,"Community",0,1]
["Aljib",320,"SY07","Idleb","إدلب",4,"Harim","حارم","SY0703",20,"Salqin","سلقين","SY070302",100,"الجب","C6694","Aljib","الجب",36.169001,36.404826,"Food Voucher","RESUME",216,"GOAL",877,1,0,"Community",0,1]
["Msheirfeh (Salqin)",321,"SY07","Idleb","إدلب",4,"Harim","حارم","SY0703",20,"Salqin","سلقين","SY070302",100,"المشرفية","C6620","AL-Msharfia","المشرفية",36.172353,36.377333,"Food Voucher","RESUME",752,"GOAL",1405,0,0,"Community",0,1]
["Almzwaq",322,"SY07","Idleb","إدلب",4,"Harim","حارم","SY0703",20,"Harim","مركز حارم","SY070300",98,"المزوق","C4115","Harim","حارم",36.22665,36.570003,"Food Voucher","RESUME",150,"GOAL",200,0,0,"Community",0,1]
["Al-Rafaatiah",323,"SY07","Idleb","إدلب",4,"Harim","حارم","SY0703",20,"Salqin","سلقين","SY070302",100,"الرفعاتية","C4142","Allani","العلاني",36.207226,36.398739,"Food Voucher","RESUME",1400,"GOAL",520,0,0,"Community",0,1]
["Hardana",324,"SY07","Idleb","إدلب",4,"Harim","حارم","SY0703",20,"Salqin","سلقين","SY070302",100,"حردانة","C4142","Allani","العلاني",36.213763,36.393768,"Food Voucher","RESUME",0,"GOAL",900,1,0,"Community",0,1]
["Jakara",325,"SY07","Idleb","إدلب",4,"Harim","حارم","SY0703",20,"Salqin","سلقين","SY070302",100,"جكارة","C6622","Jakara","جكارة",36.148563,36.388669,"Food Voucher","RESUME",568,"GOAL",1149,0,0,"Community",0,1]
["Maalaqa - Bishlamon",326,"SY07","Idleb","إدلب",4,"Jisr-Ash-Shugur","جسر الشغور","SY0704",21,"Jisr-Ash-Shugur","مركز جسر الشغور","SY070400",104,"المعلقة","C4190","Maalaqa - Bishlamon","المعلقة",35.801174,36.371741,"Food Basket","Out GOAL Area",2613,"IHSAN",3002,1,1,"NULL",0,"NULL"]
["Ghosn Al-zaytoon",328,"SY07","Idleb","إدلب",4,"Harim","حارم","SY0703",20,"Harim","مركز حارم","SY070300",98,"غصن الزيتون","C4115","Harim","حارم",36.10696,36.284986,"Out GOAL Area","Out GOAL Area","NULL","NULL",0,0,0,"NULL",0,"NULL"]
["Alhamra",329,"SY07","Idleb","إدلب",4,"Harim","حارم","SY0703",20,"Salqin","سلقين","SY070302",100,"الحمرا","C6621","Hamra","الحمرا",36.5501,36.233513,"Out GOAL Area","Out GOAL Area",380,"NULL",558,1,0,"NULL",0,"NULL"]
["Jieneh",335,"SY02","Aleppo","حلب",1,"Jebel Saman","جبل سمعان","SY0200",1,"Atareb","أتارب","SY020001",2,"الجينة","C1032","Jeineh","الجينة",36.11738,36.801077,"Food Basket","Big_Heart",9144,"BH",8298,0,0,"NULL",0,"NULL"]
["Kafr Aleppo",336,"SY02","Aleppo","حلب",1,"Jebel Saman","جبل سمعان","SY0200",1,"Atareb","أتارب","SY020001",2,"كفر حلب","C1039","Kafr Aleppo","كفر حلب",36.063416,36.870972,"Out GOAL Area","Out GOAL Area",10129,"NULL",0,0,0,"NULL",0,"NULL"]
["Kafr Naha",391,"SY02","Aleppo","حلب",1,"Jebel Saman","جبل سمعان","SY0200",1,"Atareb","أتارب","SY020001",2,"كفر ناها","C1034","Kafr Naha","كفر ناها",36.167922,36.984475,"Out GOAL Area","Out GOAL Area",9095,"NULL",95,0,0,"NULL",0,"NULL"]
["Majbineh",392,"SY02","Aleppo","حلب",1,"Jebel Saman","جبل سمعان","SY0200",1,"Daret Azza","دارة عزة","SY020004",5,"مجبينة","C1148","Majbineh","مجبينة",36.207115,36.978901,"NSRF","Out GOAL Area",2641,"BH",0,0,0,"NULL",0,"NULL"]
["Daret Azza",393,"SY02","Aleppo","حلب",1,"Jebel Saman","جبل سمعان","SY0200",1,"Daret Azza","دارة عزة","SY020004",5,"دارة عزة","C1139","Daret Azza","دارة عزة",36.282511,36.850854,"NSRF","Out GOAL Area",41630,"BH",40867,0,0,"NULL",0,"NULL"]
["Tadil",394,"SY02","Aleppo","حلب",1,"Jebel Saman","جبل سمعان","SY0200",1,"Atareb","أتارب","SY020001",2,"تديل","C1028","Tadil","تديل",36.166645,36.885623,"NSRF","Out GOAL Area",2780,"BH",1671,0,0,"NULL",0,"NULL"]
["Little Orm",395,"SY02","Aleppo","حلب",1,"Jebel Saman","جبل سمعان","SY0200",1,"Atareb","أتارب","SY020001",2,"أورم الصغرى","C1027","Little Orm","أورم الصغرى",36.132626,36.899592,"NSRF","Out GOAL Area",1861,"BH",0,0,0,"NULL",0,"NULL"]
["Big Orm",396,"SY02","Aleppo","حلب",1,"Jebel Saman","جبل سمعان","SY0200",1,"Atareb","أتارب","SY020001",2,"أورم الكبرى","C1029","Big Orm","أورم الكبرى",36.147787,36.947455,"NSRF","Out GOAL Area",8985,"BH",80,0,0,"NULL",0,"NULL"]
["Kafr Taal",397,"SY02","Aleppo","حلب",1,"Jebel Saman","جبل سمعان","SY0200",1,"Atareb","أتارب","SY020001",2,"كفر تعال","C1037","Kafr Taal","كفر تعال",36.154324,36.893737,"NSRF","Out GOAL Area",9995,"BH",1525,0,0,"NULL",0,"NULL"]
["Kafr Amma",398,"SY02","Aleppo","حلب",1,"Jebel Saman","جبل سمعان","SY0200",1,"Atareb","أتارب","SY020001",2,"كفر عمة","C1033","Kafr Amma","كفر عمة",36.144331,36.87533,"NSRF","Out GOAL Area",3310,"BH",850,0,0,"NULL",0,"NULL"]
["Kafr Thoran",399,"SY02","Aleppo","حلب",1,"Jebel Saman","جبل سمعان","SY0200",1,"Atareb","أتارب","SY020001",2,"كفر نوران","C1041","Kafr Noran","كفر نوران",36.081727,36.829596,"NSRF","Out GOAL Area",7581,"BH",894,0,0,"NULL",0,"NULL"]
["Kafr Karmin",400,"SY02","Aleppo","حلب",1,"Jebel Saman","جبل سمعان","SY0200",1,"Atareb","أتارب","SY020001",2,"كفر كرمين","C1035","Kafr Karmin","كفر كرمين",36.163427,36.785764,"Food Basket","Big_Heart",11862,"BH",12405,0,0,"NULL",0,"NULL"]
["Sahara",401,"SY02","Aleppo","حلب",1,"Jebel Saman","جبل سمعان","SY0200",1,"Atareb","أتارب","SY020001",2,"السحارة","C1023","Sahara","السحارة",36.184376,36.840019,"Food Basket","Big_Heart",7550,"BH",9902,0,0,"NULL",0,"NULL"]
["Abin Samaan",402,"SY02","Aleppo","حلب",1,"Jebel Saman","جبل سمعان","SY0200",1,"Atareb","أتارب","SY020001",2,"ابين سمعان","C1026","Abin Samaan","ابين سمعان",36.088233,36.760128,"Out GOAL Area","Out GOAL Area",15755,"NULL",18813,0,0,"NULL",0,"NULL"]
["Maaret Atarib",403,"SY02","Aleppo","حلب",1,"Jebel Saman","جبل سمعان","SY0200",1,"Atareb","أتارب","SY020001",2,"معارة اتارب","C1038","Maaret Atarib","معارة اتارب",36.159755,36.819008,"NSRF","Out GOAL Area",6160,"BH",5911,0,0,"NULL",0,"NULL"]
["Qamari",404,"SY02","Aleppo","حلب",1,"Jebel Saman","جبل سمعان","SY0200",1,"Zarbah","الزربة","SY020005",6,"قماري","C1174","Qamari","قماري",36.04573,36.933011,"NSRF","Out GOAL Area",1770,"BH",25,0,0,"NULL",0,"NULL"]
["Zarbah",405,"SY02","Aleppo","حلب",1,"Jebel Saman","جبل سمعان","SY0200",1,"Zarbah","الزربة","SY020005",6,"الزربة","C1170","Zarbah","الزربة",36.067368,36.982214,"NSRF","Out GOAL Area",9750,"BH",130,0,0,"NULL",0,"NULL"]
["Jeb Kas",406,"SY02","Aleppo","حلب",1,"Jebel Saman","جبل سمعان","SY0200",1,"Zarbah","الزربة","SY020005",6,"جب كاس","C1166","Jeb Kas","جب كاس",35.982259,36.87103,"NSRF","Out GOAL Area",6580,"BH",0,0,0,"NULL",0,"NULL"]
["Abzemo",407,"SY02","Aleppo","حلب",1,"Jebel Saman","جبل سمعان","SY0200",1,"Atareb","أتارب","SY020001",2,"الابزمو","C1030","Abzemo","الابزمو",36.167697,36.86391,"Out GOAL Area","Out GOAL Area",12325,"NULL",14332,0,0,"NULL",0,"NULL"]
["Andan",408,"SY02","Aleppo","حلب",1,"Jebel Saman","جبل سمعان","SY0200",1,"Haritan","حريتان","SY020003",4,"عندان","C1121","Andan","عندان",36.292958,37.040315,"Out GOAL Area","Out GOAL Area",2651,"NULL",0,0,0,"NULL",0,"NULL"]
["Anjara",409,"SY02","Aleppo","حلب",1,"Jebel Saman","جبل سمعان","SY0200",1,"Daret Azza","دارة عزة","SY020004",5,"عنجارة","C1144","Anjara","عنجارة",36.217733,36.9449,"Out GOAL Area","Out GOAL Area",12934,"NULL",125,0,0,"NULL",0,"NULL"]
["Ariha",410,"SY07","Idleb","إدلب",4,"Ariha","أريحا","SY0705",22,"Ariha","مركز أريحا","SY070500",108,"أريحا","C4278","Ariha","أريحا",35.812335,36.610978,"Food Basket","Big_Heart",49565,"BH",31903,0,0,"NULL",0,"NULL"]
["Armanaya",411,"SY07","Idleb","إدلب",4,"Al Ma'ra","معرة النعمان","SY0702",19,"Heish","حيش","SY070205",97,"أرمنايا","C4106","Armanaya","أرمنايا",35.580866,36.626269,"Out GOAL Area","Out GOAL Area",1309,"NULL",0,0,0,"NULL",0,"NULL"]
["Atareb",412,"SY02","Aleppo","حلب",1,"Jebel Saman","جبل سمعان","SY0200",1,"Atareb","أتارب","SY020001",2,"الأتارب","C1022","Atareb","الأتارب",36.138123,36.82191,"Out GOAL Area","Out GOAL Area",46902,"NULL",32555,0,0,"NULL",0,"NULL"]
["Babis",413,"SY02","Aleppo","حلب",1,"Jebel Saman","جبل سمعان","SY0200",1,"Haritan","حريتان","SY020003",4,"بابيص","C6331","Babis","بابيص",36.248752,37.014677,"NSRF","Out GOAL Area",1221,"BH",30,0,0,"NULL",0,"NULL"]
["Balshun",414,"SY07","Idleb","إدلب",4,"Ariha","أريحا","SY0705",22,"Ehsem","احسم","SY070501",109,"بلشون","C4296","Balshun","بلشون",35.726733,36.536211,"NSRF","Out GOAL Area",3715,"BH",1581,0,0,"NULL",0,"NULL"]
["Batbu",415,"SY02","Aleppo","حلب",1,"Jebel Saman","جبل سمعان","SY0200",1,"Atareb","أتارب","SY020001",2,"باتبو","C1025","Batbu","باتبو",36.133443,36.738031,"NSRF","Out GOAL Area",10877,"BH",9045,0,0,"NULL",0,"NULL"]
["Bawabiyeh",416,"SY02","Aleppo","حلب",1,"Jebel Saman","جبل سمعان","SY0200",1,"Zarbah","الزربة","SY020005",6,"بوابية","C1169","Bawabiyeh","بوابية",36.013096,36.891175,"NSRF","Out GOAL Area",7640,"BH",0,0,0,"NULL",0,"NULL"]
["Bishqatine",417,"SY02","Aleppo","حلب",1,"Jebel Saman","جبل سمعان","SY0200",1,"Daret Azza","دارة عزة","SY020004",5,"بشقاتين","C1145","Bishqatine","بشقاتين",36.204217,36.994062,"NSRF","Out GOAL Area",2258,"BH",170,0,0,"NULL",0,"NULL"]
["Bsartun",418,"SY02","Aleppo","حلب",1,"Jebel Saman","جبل سمعان","SY0200",1,"Daret Azza","دارة عزة","SY020004",5,"بسرطون","C1147","Bsartun","بسرطون",36.204435,36.910641,"NSRF","Out GOAL Area",4650,"BH",0,0,0,"NULL",0,"NULL"]
["Bshantara",419,"SY02","Aleppo","حلب",1,"Jebel Saman","جبل سمعان","SY0200",1,"Daret Azza","دارة عزة","SY020004",5,"بشنطرة","C1141","Bshantara","بشنطرة",36.220715,37.002132,"NSRF","Out GOAL Area",1488,"BH",316,0,0,"NULL",0,"NULL"]
["Haritan",420,"SY02","Aleppo","حلب",1,"Jebel Saman","جبل سمعان","SY0200",1,"Haritan","حريتان","SY020003",4,"حريتان","C1130","Haritan","حريتان",36.288185,37.08199,"Out GOAL Area","Out GOAL Area",5038,"NULL",663,0,0,"NULL",0,"NULL"]
["Hayyan",421,"SY02","Aleppo","حلب",1,"Jebel Saman","جبل سمعان","SY0200",1,"Haritan","حريتان","SY020003",4,"حيان","C1127","Hayyan","حيان",36.324339,37.057102,"NSRF","Out GOAL Area",1821,"BH",285,0,0,"NULL",0,"NULL"]
["Hoteh",422,"SY02","Aleppo","حلب",1,"Jebel Saman","جبل سمعان","SY0200",1,"Daret Azza","دارة عزة","SY020004",5,"الهوتة","C1146","Hoteh","الهوتة",36.197373,36.96203,"Out GOAL Area","Out GOAL Area",8050,"NULL",0,0,0,"NULL",0,"NULL"]
["Hur",423,"SY02","Aleppo","حلب",1,"Jebel Saman","جبل سمعان","SY0200",1,"Daret Azza","دارة عزة","SY020004",5,"حور","C1140","Hur","حور",36.229098,36.976493,"NSRF","Out GOAL Area",5915,"BH",488,0,0,"NULL",0,"NULL"]
["Kafr Hamra",424,"SY02","Aleppo","حلب",1,"Jebel Saman","جبل سمعان","SY0200",1,"Haritan","حريتان","SY020003",4,"كفر حمرة","C1134","Kafr Hamra","كفر حمرة",36.252488,37.077944,"Out GOAL Area","Out GOAL Area",4959,"NULL",267,0,0,"NULL",0,"NULL"]
["Kafr Naseh Elatareb",425,"SY02","Aleppo","حلب",1,"Jebel Saman","جبل سمعان","SY0200",1,"Atareb","أتارب","SY020001",2,"كفر ناصح الاتارب","C1036","Kafr Naseh Elatareb","كفر ناصح الاتارب",36.136156,36.786861,"NSRF","Out GOAL Area",6458,"BH",5952,0,0,"NULL",0,"NULL"]
["Kafraziba",426,"SY07","Idleb","إدلب",4,"Ariha","أريحا","SY0705",22,"Ariha","مركز أريحا","SY070500",108,"كفرزيبا","C4282","Kafraziba","كفرزيبا",35.793651,36.593214,"Out GOAL Area","Out GOAL Area",2089,"NULL",2731,0,0,"NULL",0,"NULL"]
["Kafrlata",427,"SY07","Idleb","إدلب",4,"Ariha","أريحا","SY0705",22,"Ariha","مركز أريحا","SY070500",108,"كفرلاته","C4283","Kafrlata","كفرلاته",35.795584,36.627454,"Out GOAL Area","Out GOAL Area",5220,"NULL",5550,0,0,"NULL",0,"NULL"]
["Kassibeh",428,"SY02","Aleppo","حلب",1,"Jebel Saman","جبل سمعان","SY0200",1,"Zarbah","الزربة","SY020005",6,"كسيبة","C1176","Kassibeh","كسيبة",36.023837,36.916035,"NSRF","Out GOAL Area",4435,"BH",0,0,0,"NULL",0,"NULL"]
["Korin",429,"SY07","Idleb","إدلب",4,"Ariha","أريحا","SY0705",22,"Ariha","مركز أريحا","SY070500",108,"كورين","C4288","Korin","كورين",35.86572,36.569467,"Out GOAL Area","Out GOAL Area",5011,"NULL",9381,0,0,"NULL",0,0]
["Maarbalit",430,"SY07","Idleb","إدلب",4,"Ariha","أريحا","SY0705",22,"Ariha","مركز أريحا","SY070500",108,"معربليت","C4285","Maarbalit","معربليت",35.812495,36.664007,"Out GOAL Area","Out GOAL Area",3634,"NULL",864,0,0,"NULL",0,"NULL"]
["Maaret Elartiq",431,"SY02","Aleppo","حلب",1,"Jebel Saman","جبل سمعان","SY0200",1,"Haritan","حريتان","SY020003",4,"معارة الأرتيق","C1136","Maaret Elartiq","معارة الأرتيق",36.253012,37.053629,"Out GOAL Area","Out GOAL Area",2411,"NULL",270,0,0,"NULL",0,"NULL"]
["Madiq Castle",433,"SY05","Hama","حماة",2,"As-Suqaylabiyah","السقيلبية","SY0502",10,"Madiq Castle","قلعة المضيق","SY050204",49,"قلعة المضيق","C3207","Madiq Castle","قلعة المضيق",35.418903,36.391466,"Out GOAL Area","Out GOAL Area",25000,"NULL",0,0,0,"NULL",0,"NULL"]
["Motaram",434,"SY07","Idleb","إدلب",4,"Ariha","أريحا","SY0705",22,"Ariha","مركز أريحا","SY070500",108,"معترم","C4290","Motaram","معترم",35.808562,36.563668,"Out GOAL Area","Out GOAL Area",3575,"NULL",5625,0,0,"NULL",0,"NULL"]
["Mseibin",435,"SY07","Idleb","إدلب",4,"Ariha","أريحا","SY0705",22,"Ariha","مركز أريحا","SY070500",108,"مصيبين","C4281","Mseibin","مصيبين",35.840961,36.640616,"Out GOAL Area","Out GOAL Area",3414,"NULL",1074,0,0,"NULL",0,"NULL"]
["Orm Eljoz",436,"SY07","Idleb","إدلب",4,"Ariha","أريحا","SY0705",22,"Ariha","مركز أريحا","SY070500",108,"أورم الجوز","C4269","Orm Eljoz","أورم الجوز",35.792086,36.564957,"Out GOAL Area","Out GOAL Area",8363,"NULL",5669,0,0,"NULL",0,"NULL"]
["Oweijel",437,"SY02","Aleppo","حلب",1,"Jebel Saman","جبل سمعان","SY0200",1,"Atareb","أتارب","SY020001",2,"عويجل","C1024","Oweijel","عويجل",36.180018,36.951587,"NSRF","Out GOAL Area",4770,"BH",0,0,0,"NULL",0,"NULL"]
["Qastun",438,"SY05","Hama","حماة",2,"As-Suqaylabiyah","السقيلبية","SY0502",10,"Ziyara","الزيارة","SY050202",47,"قسطون","C3170","Qastun","قسطون",35.686592,36.394604,"NSRF","Out GOAL Area",2595,"BH",330,0,0,"NULL",0,"NULL"]
["Rami",439,"SY07","Idleb","إدلب",4,"Ariha","أريحا","SY0705",22,"Ehsem","احسم","SY070501",109,"الرامي","C4294","Rami","الرامي",35.763369,36.558974,"NSRF","Out GOAL Area",5075,"BH",5362,0,0,"NULL",0,"NULL"]
["Sarja",440,"SY07","Idleb","إدلب",4,"Ariha","أريحا","SY0705",22,"Ariha","مركز أريحا","SY070500",108,"سرجة","C4273","Sarja","سرجة",35.756067,36.626313,"Out GOAL Area","Out GOAL Area",6202,"NULL",2220,0,0,"NULL",0,"NULL"]
["Sheikh Ali",441,"SY02","Aleppo","حلب",1,"Jebel Saman","جبل سمعان","SY0200",1,"Atareb","أتارب","SY020001",2,"الشيخ علي","C1031","Sheikh Ali","الشيخ علي",36.098502,36.913871,"NSRF","Out GOAL Area",5145,"BH",70,0,0,"NULL",0,"NULL"]
["Tal Heddiyeh",442,"SY02","Aleppo","حلب",1,"Jebel Saman","جبل سمعان","SY0200",1,"Zarbah","الزربة","SY020005",6,"تل حدية","C1158","Tal Heddiyeh","تل حدية",35.996755,36.940046,"NSRF","Out GOAL Area",9000,"BH",85,0,0,"NULL",0,"NULL"]
["Yaqed Eladas",443,"SY02","Aleppo","حلب",1,"Jebel Saman","جبل سمعان","SY0200",1,"Haritan","حريتان","SY020003",4,"ياقد العدس","C1132","Yaqed Eladas","ياقد العدس",36.264282,37.016033,"Out GOAL Area","Out GOAL Area",1515,"NULL",222,0,0,"NULL",0,"NULL"]
["Khan Al-Asal",445,"SY02","Aleppo","حلب",1,"Jebel Saman","جبل سمعان","SY0200",1,"Jebel Saman","مركز جبل سمعان","SY020000",1,"خان العسل","C6428","Khan Al-Asal","خان العسل",36.163772,37.03665,"NSRF","Out GOAL Area",3775,"BH",260,0,0,"NULL",0,"NULL"]
["Arnaz",446,"SY02","Aleppo","حلب",1,"Jebel Saman","جبل سمعان","SY0200",1,"Atareb","أتارب","SY020001",2,"ارناز","C6680","Arnaz","ارناز",36.099103,36.894617,"NSRF","Out GOAL Area",862,"BH",0,0,0,"NULL",0,"NULL"]
["Mezanaz",447,"SY02","Aleppo","حلب",1,"Jebel Saman","جبل سمعان","SY0200",1,"Atareb","أتارب","SY020001",2,"ميزناز","C6679","Mezanaz","ميزناز",36.057361,36.853175,"NSRF","Out GOAL Area",3964,"BH",0,0,0,"NULL",0,"NULL"]
["Atareb / Asus Cluster",448,"SY02","Aleppo","حلب",1,"Jebel Saman","جبل سمعان","SY0200",1,"Atareb","أتارب","SY020001",2,"جمعية عصعوص","C1022","Atareb","الأتارب",36.063158,36.848333,"NSRF","Out GOAL Area","NULL","BH",0,0,0,"NULL",0,"NULL"]
["Atareb / Oli Albab Cluster",449,"SY02","Aleppo","حلب",1,"Jebel Saman","جبل سمعان","SY0200",1,"Atareb","أتارب","SY020001",2,"اولي الالباب","C1022","Atareb","الأتارب",36.129231,36.941683,"NSRF","Out GOAL Area","NULL","BH",0,0,0,"NULL",0,"NULL"]
["Atareb / Qanater",450,"SY02","Aleppo","حلب",1,"Jebel Saman","جبل سمعان","SY0200",1,"Atareb","أتارب","SY020001",2,"قناطر","C1019","Qanater","قناطر",36.056783,36.903633,"NSRF","Out GOAL Area","NULL","BH",0,0,0,"NULL",0,"NULL"]
["Atareb / Reef Qurtuba Cluster",452,"SY02","Aleppo","حلب",1,"Jebel Saman","جبل سمعان","SY0200",1,"Atareb","أتارب","SY020001",2,"جمعية ريف قربطة","C1022","Atareb","الأتارب",36.133139,36.982278,"NSRF","Out GOAL Area","NULL","BH",0,0,0,"NULL",0,"NULL"]
["Tal Elkaramej",454,"SY07","Idleb","إدلب",4,"Harim","حارم","SY0703",20,"Dana","دانا","SY070301",99,"تل الكرامه","C4122","Tal Elkaramej","تل الكرامه",36.184858,36.766958,"NSRF","Out GOAL Area",17865,"BH",17032,0,0,"NULL",0,"NULL"]
["Ma'arrat An Nu'man",459,"SY07","Idleb","إدلب",4,"Al Ma'ra","معرة النعمان","SY0702",19,"Ma'arrat An Nu'man","مركز معرة النعمان","SY070200",92,"معرة النعمان","C3985","Ma'arrat An Nu'man","معرة النعمان",35.648356,36.679756,"NSRF","Out GOAL Area",55102,"BH",0,0,0,"NULL",0,"NULL"]
["Nahliya",461,"SY07","Idleb","إدلب",4,"Ariha","أريحا","SY0705",22,"Ariha","مركز أريحا","SY070500",108,"نحلية_ناحلية","C4286","Nahliya","نحلية_ناحلية",35.84722,36.599749,"Out GOAL Area","Out GOAL Area",3174,"NULL",4736,0,0,"NULL",0,0]
["Hazarin",463,"SY07","Idleb","إدلب",4,"Al Ma'ra","معرة النعمان","SY0702",19,"Kafr Nobol","كفر نبل","SY070203",95,"حزارين","C4056","Hazarin","حزارين",35.59819,36.52799,"Food Voucher","Out GOAL Area",5121,"Ihsan",0,0,0,"NULL",0,"NULL"]
["Kafr Oweid",464,"SY07","Idleb","إدلب",4,"Al Ma'ra","معرة النعمان","SY0702",19,"Kafr Nobol","كفر نبل","SY070203",95,"كفر عويد","C4062","Kafr Oweid","كفر عويد",35.628435,36.460225,"Food Voucher","Out GOAL Area",6467,"Ihsan",0,0,0,"NULL",0,"NULL"]
["Eastern Sarja",465,"SY07","Idleb","إدلب",4,"Al Ma'ra","معرة النعمان","SY0702",19,"Sanjar","سنجار","SY070202",94,"سرجة شرقية","C6363","Eastern Sarja","سرجة شرقية",35.58139,36.925614,"Out GOAL Area","Out GOAL Area",0,"NULL",0,0,0,"NULL",0,"NULL"]
["Western Sarja",466,"SY07","Idleb","إدلب",4,"Al Ma'ra","معرة النعمان","SY0702",19,"Sanjar","سنجار","SY070202",94,"سرجة غربية","C6306","Western Sarja","سرجة غربية",35.564445,36.842896,"Out GOAL Area","Out GOAL Area",1220,"NULL",0,0,0,"NULL",0,"NULL"]
["Muqbia",469,"SY02","Aleppo","حلب",1,"Jebel Saman","جبل سمعان","SY0200",1,"Haritan","حريتان","SY020003",4,"مقبلة","C1133","Muqbia","مقبلة",36.28619471,37.30823323,"Food Basket","Out GOAL Area",80,"BH",110,0,0,"NULL",0,"NULL"]
["Banin",470,"SY07","Idleb","إدلب",4,"Ariha","أريحا","SY0705",22,"Ariha","مركز أريحا","SY070500",108,"بنين","C4274","Banin","بنين",35.71232,36.64004,"Out GOAL Area","Out GOAL Area",2868,"NULL",0,0,0,"NULL",0,"NULL"]
["Berjhab",471,"SY07","Idleb","إدلب",4,"Ariha","أريحا","SY0705",22,"Ariha","مركز أريحا","SY070500",108,"برجهاب","C4276","Berjhab","برجهاب",35.890098,36.533364,"Out GOAL Area","Out GOAL Area",1350,"NULL",2151,0,0,"NULL",0,"NULL"]
["Majdaliya",472,"SY07","Idleb","إدلب",4,"Ariha","أريحا","SY0705",22,"Ariha","مركز أريحا","SY070500",108,"مجدليا","C4280","Majdaliya","مجدليا",35.83111,36.682605,"Out GOAL Area","Out GOAL Area",2184,"NULL",264,0,0,"NULL",0,"NULL"]
["Eastern Huweiz",473,"SY05","Hama","حماة",2,"As-Suqaylabiyah","السقيلبية","SY0502",10,"Madiq Castle","قلعة المضيق","SY050204",49,"الحويز الشمالي","C3194","Eastern Huweiz","الحويز الشمالي",35.502252,36.358432,"Food Basket","Out GOAL Area",11255,"BH",0,0,0,"NULL",0,"NULL"]
["Alshareeah",474,"SY05","Hama","حماة",2,"As-Suqaylabiyah","السقيلبية","SY0502",10,"Madiq Castle","قلعة المضيق","SY050204",49,"الشريعة","C3193","Al Shairah","الشريعة",35.445247,36.352389,"Food Basket","Out GOAL Area",16790,"BH",0,0,0,"NULL",0,"NULL"]
["Tweini",475,"SY05","Hama","حماة",2,"As-Suqaylabiyah","السقيلبية","SY0502",10,"Madiq Castle","قلعة المضيق","SY050204",49,"تويني","C3188","Tweini","تويني",35.420517,36.357498,"Food Basket","Out GOAL Area",6850,"BH",0,0,0,"NULL",0,"NULL"]
["Upper Hweijeh",476,"SY05","Hama","حماة",2,"As-Suqaylabiyah","السقيلبية","SY0502",10,"Madiq Castle","قلعة المضيق","SY050204",49,"حويجة فوقا","C3196","Upper Hweijeh","حويجة فوقا",35.525698,36.377018,"Food Basket","Out GOAL Area",8625,"BH",0,0,0,"NULL",0,"NULL"]
["Hezreh",477,"SY07","Idleb","إدلب",4,"Harim","حارم","SY0703",20,"Dana","دانا","SY070301",99,"حزرة","C4120","Hezreh - Hezri","حزرة",36.233472,36.789575,"NSRF","Out GOAL Area",6848,"BH",13516,0,0,"NULL",0,"NULL"]
["Hawash ",478,"SY05","Hama","حماة",2,"As-Suqaylabiyah","السقيلبية","SY0502",10,"Madiq Castle","قلعة المضيق","SY050204",49,"حواش","C3195","Hawash ","حواش",35.530039,36.3774,"NSRF","Out GOAL Area",10950,"BH",0,0,0,"NULL",0,"NULL"]
["Jaser Beytel Ras",479,"SY05","Hama","حماة",2,"As-Suqaylabiyah","السقيلبية","SY0502",10,"Madiq Castle","قلعة المضيق","SY050204",49,"جسر بيت الراس","C7896","Jisr Beit Al-Ras","جسر بيت الراس",35.518758,36.367,"Food Basket","Out GOAL Area","NULL","BH",0,0,0,"NULL",0,"NULL"]
["Hurriyeh",480,"SY05","Hama","حماة",2,"As-Suqaylabiyah","السقيلبية","SY0502",10,"Madiq Castle","قلعة المضيق","SY050204",49,"الحرية","C3198","Hurriyeh","الحرية",35.500771,36.348763,"Food Basket","Out GOAL Area",6405,"BH",0,0,0,"NULL",0,"NULL"]
["Jamasa Odayat ",483,"SY05","Hama","حماة",2,"As-Suqaylabiyah","السقيلبية","SY0502",10,"Madiq Castle","قلعة المضيق","SY050204",49,"جمسات عديدات","C3193","Jamasa Odayat - Alshareeah","جمسات عديدات",35.445247,36.352389,"Food Basket","Out GOAL Area",18300,"BH",0,0,0,"NULL",0,"NULL"]
["Mohajreen",486,"SY05","Hama","حماة",2,"As-Suqaylabiyah","السقيلبية","SY0502",10,"Madiq Castle","قلعة المضيق","SY050204",49,"المهاجرين","C3207","Madiq Castle","قلعة المضيق",35.504583,36.344972,"Food Basket","Out GOAL Area","NULL","BH",0,0,0,"NULL",0,"NULL"]
["Mare'",489,"SY02","Aleppo","حلب",1,"A'zaz","اعزاز","SY0204",4,"Mare'","مارع","SY020403",25,"مارع","C1643","Mare'","مارع",36.483031,37.194762,"Out GOAL Area","Out GOAL Area",22752,"NULL",37616,0,0,"NULL",0,"NULL"]
["Jarjnaz",490,"SY07","Idleb","إدلب",4,"Al Ma'ra","معرة النعمان","SY0702",19,"Ma'arrat An Nu'man","مركز معرة النعمان","SY070200",92,"جرجناز","C3977","Jarjnaz","جرجناز",35.618826,36.785008,"Out GOAL Area","Out GOAL Area",14386,"NULL",0,0,0,"NULL",0,"NULL"]
["Al Mokbelah",491,"SY07","Idleb","إدلب",4,"Ariha","أريحا","SY0705",22,"Ariha","مركز أريحا","SY070500",108,"المقبلة","C6715","Al Mokbelah","المقبلة",35.859778,36.599722,"NSRF",null,750,"BH",850,0,0,"NULL",0,"NULL"]
["Ablin",492,"SY07","Idleb","إدلب",4,"Ariha","أريحا","SY0705",22,"Ehsem","احسم","SY070501",109,"ابلين","C4292","Ablin","ابلين",35.712777,36.525199,"NSRF","NULL",3352,"BH",1993,0,0,"NULL",0,"NULL"]
["Arnaba",493,"SY07","Idleb","إدلب",4,"Ariha","أريحا","SY0705",22,"Ehsem","احسم","SY070501",109,"ارنبة","C4301","Arnaba","ارنبة",35.70214,36.463088,"NSRF","NULL",3335,"BH",633,0,0,"NULL",0,"NULL"]
["Deir Sunbul",494,"SY07","Idleb","إدلب",4,"Ariha","أريحا","SY0705",22,"Ehsem","احسم","SY070501",109,"دير سنبل","C4293","Deir Sunbul","دير سنبل",35.698213,36.60137,"NSRF","NULL",2731,"BH",247,0,0,"NULL",0,"NULL"]
["Eastern Deir",495,"SY07","Idleb","إدلب",4,"Al Ma'ra","معرة النعمان","SY0702",19,"Ma'arrat An Nu'man","مركز معرة النعمان","SY070200",92,"دير شرقي","C3962","Eastern Deir","دير شرقي",35.60494,36.709969,"NSRF","NULL",6805,"BH",0,0,0,"NULL",0,"NULL"]
["Ghadqa",496,"SY07","Idleb","إدلب",4,"Al Ma'ra","معرة النعمان","SY0702",19,"Ma'arrat An Nu'man","مركز معرة النعمان","SY070200",92,"الغدقة","C3963","Ghadqa","الغدقة",35.673604,36.788924,"NSRF","NULL",7092,"BH",0,0,0,"NULL",0,"NULL"]
["Kansafra",497,"SY07","Idleb","إدلب",4,"Ariha","أريحا","SY0705",22,"Ehsem","احسم","SY070501",109,"كنصفرة","C4309","Kansafra","كنصفرة",35.658827,36.482836,"NSRF","NULL",7558,"BH",132,0,0,"NULL",0,"NULL"]
["Khan Shaykun",498,"SY07","Idleb","إدلب",4,"Al Ma'ra","معرة النعمان","SY0702",19,"Khan Shaykun","خان شيخون","SY070201",93,"خان شيخون","C3987","Khan Shaykun","خان شيخون",35.443086,36.64533,"NSRF","NULL",12330,"BH",1236,0,0,"NULL",0,"NULL"]
["Latmana",500,"SY05","Hama","حماة",2,"Muhradah","محردة","SY0505",13,"Kafr Zeita","كفرزيتا","SY050501",61,"اللطامنة","C3458","Latmana","اللطامنة",35.321308,36.620442,"NSRF","NULL",2000,"BH",0,0,0,"NULL",0,"NULL"]
["Maarzaf",502,"SY07","Idleb","إدلب",4,"Ariha","أريحا","SY0705",22,"Ariha","مركز أريحا","SY070500",108,"معرزاف","C4279","Maarzaf","معرزاف",35.797086,36.652242,"Out GOAL Area","NULL",1896,"NULL",516,0,0,"NULL",0,"NULL"]
["Mozra",503,"SY07","Idleb","إدلب",4,"Ariha","أريحا","SY0705",22,"Ehsem","احسم","SY070501",109,"الموزرة","C4298","Mozra","الموزرة",35.660295,36.43666,"NSRF","NULL",4252,"BH",329,0,0,"NULL",0,"NULL"]
["Sfuhen",504,"SY07","Idleb","إدلب",4,"Al Ma'ra","معرة النعمان","SY0702",19,"Kafr Nobol","كفر نبل","SY070203",95,"سفوهن","C4054","Sfuhen","سفوهن",35.60531,36.459124,"NSRF","NULL",4730,"BH",0,0,0,"NULL",0,"NULL"]
["Telamnas",505,"SY07","Idleb","إدلب",4,"Al Ma'ra","معرة النعمان","SY0702",19,"Ma'arrat An Nu'man","مركز معرة النعمان","SY070200",92,"تلمنس","C3974","Telamnas","تلمنس",35.640057,36.739758,"NSRF","NULL",21855,"BH",0,0,0,"NULL",0,"NULL"]
["Thahrat Talamnas",506,"SY07","Idleb","إدلب",4,"Al Ma'ra","معرة النعمان","SY0702",19,"Ma'arrat An Nu'man","مركز معرة النعمان","SY070200",92,"ظهرة تلمنس","C3967","Thahrat Talamnas","ظهرة تلمنس",35.6532,36.745461,"NSRF","NULL",2185,"BH",0,0,0,"NULL",0,"NULL"]
["Maar Shamsheh",507,"SY07","Idleb","إدلب",4,"Al Ma'ra","معرة النعمان","SY0702",19,"Ma'arrat An Nu'man","مركز معرة النعمان","SY070200",92,"معر شمشه","C3981","Maar Shamsheh","معر شمشه",35.63417,36.70865,"NSRF","NULL",5659,"BH",0,0,0,"NULL",0,"NULL"]
["Maar Shurin",508,"SY07","Idleb","إدلب",4,"Al Ma'ra","معرة النعمان","SY0702",19,"Ma'arrat An Nu'man","مركز معرة النعمان","SY070200",92,"معرشورين","C3978","Maar Shurin","معرشورين",35.6705,36.726154,"NSRF","NULL",16111,"BH",0,0,0,"NULL",0,"NULL"]
["Jeb Alsafa",509,"SY07","Idleb","إدلب",4,"Jisr-Ash-Shugur","جسر الشغور","SY0704",21,"Jisr-Ash-Shugur","مركز جسر الشغور","SY070400",104,"جب الصفا","C6641","Jeb Alsafa","جب الصفا",35.882983,36.392073,"Food Voucher",null,609,"Ihsan",608,1,1,"NULL",0,"NULL"]
["Kharab Amer",510,"SY07","Idleb","إدلب",4,"Jisr-Ash-Shugur","جسر الشغور","SY0704",21,"Darkosh","دركوش","SY070402",106,"خراب عامر","C6638","Kharab Amer","خراب عامر",35.99195,36.447119,"Out GOAL Area",null,685,"NULL",814,1,0,"NULL",0,"NULL"]
["Kharab Khalil",511,"SY07","Idleb","إدلب",4,"Jisr-Ash-Shugur","جسر الشغور","SY0704",21,"Darkosh","دركوش","SY070402",106,"خراب خليل","C6637","Kharab Khalil","خراب خليل",35.968122,36.437118,"Out GOAL Area",null,435,"NULL",538,1,0,"NULL",0,"NULL"]
["Kharab Sultan",512,"SY07","Idleb","إدلب",4,"Jisr-Ash-Shugur","جسر الشغور","SY0704",21,"Darkosh","دركوش","SY070402",106,"خراب سلطان","C6639","Kharab Sultan","خراب سلطان",36.001354,36.448246,"Out GOAL Area",null,435,"NULL",463,1,0,"NULL",0,"NULL"]
["Alfauri",514,"SY07","Idleb","إدلب",4,"Jisr-Ash-Shugur","جسر الشغور","SY0704",21,"Darkosh","دركوش","SY070402",106,"الفاعوري","C6702","Alfauri","الفاعوري",35.890374,36.413998,"Out GOAL Area",null,625,"NULL",718,1,0,"NULL",0,"NULL"]
["Almilk",515,"SY07","Idleb","إدلب",4,"Jisr-Ash-Shugur","جسر الشغور","SY0704",21,"Darkosh","دركوش","SY070402",106,"الملك","C6699","Almilk","الملك",35.954719,36.404661,"Out GOAL Area",null,215,"NULL",240,1,0,"NULL",0,"NULL"]
["Alshamra",516,"SY07","Idleb","إدلب",4,"Jisr-Ash-Shugur","جسر الشغور","SY0704",21,"Darkosh","دركوش","SY070402",106,"الشمرة","C6700","Alshamra","الشمرة",35.91517071,36.42691064,"Out GOAL Area",null,315,"NULL",462,1,0,"NULL",0,"NULL"]
["Bayates",517,"SY07","Idleb","إدلب",4,"Harim","حارم","SY0703",20,"Kafr Takharim","كفر تخاريم","SY070303",101,"بياتس","C6695","Bayates","بياتس",36.081534,36.47271,"Out GOAL Area",null,1162,"NULL",986,1,1,"NULL",0,"NULL"]
["Haj Nayef ",518,"SY07","Idleb","إدلب",4,"Jisr-Ash-Shugur","جسر الشغور","SY0704",21,"Darkosh","دركوش","SY070402",106,"الحج نايف","C8339","Haj Nayef ","الحج نايف",36.031671,36.41497,"Out GOAL Area",null,990,"NULL",882,0,0,"NULL",0,"NULL"]
["Magharet Jamous",520,"SY07","Idleb","إدلب",4,"Jisr-Ash-Shugur","جسر الشغور","SY0704",21,"Darkosh","دركوش","SY070402",106,"مغارة جاموس","C6701","Magharet Jamous","مغارة جاموس",35.95670065,36.42304236,"Out GOAL Area",null,155,"NULL",236,1,0,"NULL",0,"NULL"]
["Qirmida",521,"SY07","Idleb","إدلب",4,"Jisr-Ash-Shugur","جسر الشغور","SY0704",21,"Jisr-Ash-Shugur","مركز جسر الشغور","SY070400",104,"قرميدة","C6697","Qirmida","قرميدة",35.913778,36.393902,"Out GOAL Area",null,407,"NULL",315,1,1,"NULL",0,"NULL"]
["Sheikh Ibrahim",522,"SY07","Idleb","إدلب",4,"Jisr-Ash-Shugur","جسر الشغور","SY0704",21,"Jisr-Ash-Shugur","مركز جسر الشغور","SY070400",104,"شيخ ابراهيم","C4194","Um Rish","ام الريش",35.87321772,36.39164457,"Out GOAL Area",null,500,"NULL",176,1,1,"NULL",0,"NULL"]
["Al-Amouda",523,"SY07","Idleb","إدلب",4,"Jisr-Ash-Shugur","جسر الشغور","SY0704",21,"Darkosh","دركوش","SY070402",106,"العامودة","C4245","Al-Amouda","العامودة",35.9686048,36.43715075,"Out GOAL Area",null,0,"NULL",0,0,0,"NULL",0,"NULL"]
["Al-Brij",524,"SY07","Idleb","إدلب",4,"Harim","حارم","SY0703",20,"Armanaz","أرمناز","SY070305",103,"البريج","C4176","Armanaz","أرمناز",36.04573073,36.5041224,"Out GOAL Area",null,0,"NULL",0,1,0,"NULL",0,"NULL"]
["Aldwesat",526,"SY07","Idleb","إدلب",4,"Jisr-Ash-Shugur","جسر الشغور","SY0704",21,"Darkosh","دركوش","SY070402",106,"الدويسات","C4252","Darkosh","دركوش",35.98949862,36.37908634,"Out GOAL Area",null,900,"NULL",1473,1,0,"NULL",0,"NULL"]
["Alfasouq",527,"SY07","Idleb","إدلب",4,"Harim","حارم","SY0703",20,"Armanaz","أرمناز","SY070305",103,"الفاسوق","C6737","Fasouq","الفاسوق",36.0182213,36.45209105,"Out GOAL Area",null,215,"NULL",320,1,0,"NULL",0,"NULL"]
["Aljdaeda",528,"SY07","Idleb","إدلب",4,"Jisr-Ash-Shugur","جسر الشغور","SY0704",21,"Janudiyeh","الجانودية","SY070403",107,"الجديدة","C4265","Jdidet Eljisr","جديدة الجسر",36.19678497,36.41218205,"Out GOAL Area",null,200,"NULL",2546,1,0,"NULL",0,"NULL"]
["Almaghara",530,"SY07","Idleb","إدلب",4,"Harim","حارم","SY0703",20,"Salqin","سلقين","SY070302",100,"المغارة","C4142","Allani","العلاني",36.15394837,36.42180555,"Out GOAL Area",null,400,"NULL",683,1,0,"NULL",0,"NULL"]
["Almajidiah",531,"SY07","Idleb","إدلب",4,"Jisr-Ash-Shugur","جسر الشغور","SY0704",21,"Darkosh","دركوش","SY070402",106,"المجيدية","C4250","Zahraa","الزهراء_خربة عامود",35.98148931,36.35143094,"Out GOAL Area",null,250,"NULL",250,1,0,"NULL",0,"NULL"]
["Almansoura",532,"SY07","Idleb","إدلب",4,"Jisr-Ash-Shugur","جسر الشغور","SY0704",21,"Darkosh","دركوش","SY070402",106,"المنصورة","C4236","Sawadiya - Nabhan","السوادية_نبهان",35.96450228,36.42327355,"Out GOAL Area",null,600,"NULL",1191,0,"NULL","NULL",0,"NULL"]
["Almsherfeh",533,"SY07","Idleb","إدلب",4,"Jisr-Ash-Shugur","جسر الشغور","SY0704",21,"Darkosh","دركوش","SY070402",106,"المشرفة","C4254","Mreimin","مريمين - دركوش",35.9218527,36.42623774,"Out GOAL Area",null,450,"NULL",850,1,0,"NULL",0,"NULL"]
["Alrasm",534,"SY07","Idleb","إدلب",4,"Jisr-Ash-Shugur","جسر الشغور","SY0704",21,"Darkosh","دركوش","SY070402",106,"الرسم","C4254","Mreimin","مريمين - دركوش",35.90975059,36.42081201,"Out GOAL Area",null,480,"NULL",470,1,0,"NULL",0,"NULL"]
["Alrefatiyeh",535,"SY07","Idleb","إدلب",4,"Harim","حارم","SY0703",20,"Salqin","سلقين","SY070302",100,"الرفعاتية","C4137","Tlul","التلول",36.19312251,36.41414724,"Out GOAL Area",null,580,"NULL",580,1,0,"NULL",0,"NULL"]
["Alshaikh Badr",536,"SY07","Idleb","إدلب",4,"Harim","حارم","SY0703",20,"Armanaz","أرمناز","SY070305",103,"الشيخ بدر","C4180","Biret Armanaz","بيرة ارمناز",36.0398529,36.49147678,"Out GOAL Area",null,300,"NULL",300,1,0,"NULL",0,"NULL"]
["Alshammat",537,"SY07","Idleb","إدلب",4,"Harim","حارم","SY0703",20,"Armanaz","أرمناز","SY070305",103,"الشماط","C4180","Biret Armanaz","بيرة ارمناز",36.04625144,36.49207633,"Out GOAL Area",null,400,"NULL",400,1,1,"NULL",0,"NULL"]
["Altennariah",538,"SY07","Idleb","إدلب",4,"Jisr-Ash-Shugur","جسر الشغور","SY0704",21,"Darkosh","دركوش","SY070402",106,"التنارية","C4236","Sawadiya - Nabhan","السوادية_نبهان",35.9541863,36.43612632,"Out GOAL Area",null,260,"NULL",270,1,0,"NULL",0,"NULL"]
["Ayn Alteeba",539,"SY07","Idleb","إدلب",4,"Harim","حارم","SY0703",20,"Salqin","سلقين","SY070302",100,"عين الطيب","C4143","Azmarin","عزمارين",36.05099781,36.43244316,"Out GOAL Area",null,350,"NULL",350,1,0,"NULL",0,"NULL"]
["Bshudlti",540,"SY07","Idleb","إدلب",4,"Harim","حارم","SY0703",20,"Kafr Takharim","كفر تخاريم","SY070303",101,"بشودلتي","C4153","Bshendlaya - Rashadiya","بشندلايا_رشادية",36.1437167,36.55699013,"Out GOAL Area",null,380,"NULL",380,1,0,"NULL",0,"NULL"]
["Hajkhalaf Farm",541,"SY07","Idleb","إدلب",4,"Harim","حارم","SY0703",20,"Armanaz","أرمناز","SY070305",103,"مزرعة حاج خلف","C4180","Biret Armanaz","بيرة ارمناز",36.0524671,36.49587128,"Out GOAL Area",null,500,"NULL",500,1,0,"NULL",0,"NULL"]
["Hajqaddor Farm",542,"SY07","Idleb","إدلب",4,"Jisr-Ash-Shugur","جسر الشغور","SY0704",21,"Darkosh","دركوش","SY070402",106,"مزرعة حاج قدور","C4242","Ramadiyeh","الرمادية",36.02179544,36.4109362,"Out GOAL Area",null,600,"NULL",600,1,0,"NULL",0,"NULL"]
["Hajyosef Farm",543,"SY07","Idleb","إدلب",4,"Jisr-Ash-Shugur","جسر الشغور","SY0704",21,"Darkosh","دركوش","SY070402",106,"مزرعة حاج يوسف","C4242","Ramadiyeh","الرمادية",36.04397338,36.40886197,"Out GOAL Area",null,500,"NULL",500,1,0,"NULL",0,"NULL"]
["Hamandoush",544,"SY07","Idleb","إدلب",4,"Harim","حارم","SY0703",20,"Salqin","سلقين","SY070302",100,"حمندوش","C4137","Tlul","التلول",36.20149684,36.43699825,"Out GOAL Area",null,100,"NULL",100,1,0,"NULL",0,"NULL"]
["Kharab Zarqa",545,"SY07","Idleb","إدلب",4,"Jisr-Ash-Shugur","جسر الشغور","SY0704",21,"Darkosh","دركوش","SY070402",106,"خراب زرقا","C4236","Sawadiya - Nabhan","السوادية_نبهان",35.95133846,36.42177959,"Out GOAL Area",null,600,"NULL",600,1,0,"NULL",0,"NULL"]
["Kherbt Almazweq",546,"SY07","Idleb","إدلب",4,"Harim","حارم","SY0703",20,"Qourqeena","قورقينا","SY070304",102,"خراب المزوق","C4170","Torlaha","طورلاها",36.22663889,36.57010833,"Out GOAL Area",null,200,"NULL",200,1,0,"NULL",0,"NULL"]
["Kherbt Hassan",547,"SY07","Idleb","إدلب",4,"Harim","حارم","SY0703",20,"Qourqeena","قورقينا","SY070304",102,"خراب حسان","C4164","Barisha","باريشا",36.19039444,36.61740278,"Out GOAL Area",null,1000,"NULL",1000,1,0,"NULL",0,"NULL"]
["Magharat Houry",548,"SY07","Idleb","إدلب",4,"Jisr-Ash-Shugur","جسر الشغور","SY0704",21,"Darkosh","دركوش","SY070402",106,"مغارة حوري","C4242","Ramadiyeh","الرمادية",36.03134639,36.42048539,"Out GOAL Area",null,275,"NULL",275,1,0,"NULL",0,"NULL"]
["Magharet Albayda",549,"SY07","Idleb","إدلب",4,"Jisr-Ash-Shugur","جسر الشغور","SY0704",21,"Darkosh","دركوش","SY070402",106,"مغارة البيضاء ","C4236","Sawadiya - Nabhan","السوادية_نبهان",35.97708812,36.42787721,"Out GOAL Area",null,480,"NULL",482,1,0,"NULL",0,"NULL"]
["Mazra",550,"SY07","Idleb","إدلب",4,"Jisr-Ash-Shugur","جسر الشغور","SY0704",21,"Darkosh","دركوش","SY070402",106,"مزرعة","C4250","Zahraa","الزهراء_خربة عامود",35.95074805,36.36756556,"Out GOAL Area",null,250,"NULL",250,1,1,"NULL",0,"NULL"]
["Merata",551,"SY07","Idleb","إدلب",4,"Jisr-Ash-Shugur","جسر الشغور","SY0704",21,"Darkosh","دركوش","SY070402",106,"معراتا","C4242","Ramadiyeh","الرمادية",36.02684263,36.41867102,"Out GOAL Area",null,260,"NULL",260,1,0,"NULL",0,"NULL"]
["Qamishlieah",552,"SY07","Idleb","إدلب",4,"Harim","حارم","SY0703",20,"Salqin","سلقين","SY070302",100,"قامشلية","C4137","Tlul","التلول",36.20267161,36.41272096,"Out GOAL Area",null,650,"NULL",664,1,0,"NULL",0,"NULL"]
["Badriyyah",554,"SY07","Idleb","إدلب",4,"Ariha","أريحا","SY0705",22,"Ariha","مركز أريحا","SY070500",108,"البدرية","C6609","Badriyeh","بدرية - مركز أريحا",35.843872,36.576896,"Out GOAL Area",null,"NULL","NULL",710,0,0,"NULL",0,"NULL"]
["Mukavema camp",658,"SY02","Aleppo","حلب",1,"A'zaz","اعزاز","SY0204",4,"A'zaz","مركز اعزاز","SY020400",22,"مخيم المقاومة","C1557","Shmarekh","شمارخ",36.641738,37.129244,"Food Basket","RESUME","NULL","GOAL",17387,0,0,"Camp",0,0]
["Al Resalah (Al Armuda)",659,"SY02","Aleppo","حلب",1,"A'zaz","اعزاز","SY0204",4,"A'zaz","مركز اعزاز","SY020400",22,"مخيم الرسالة (العرموطة)","C1566","Shamarin","شمارين",36.662853,37.117224,"Out GOAL Area","Out GOAL Area","NULL","NULL",6700,0,0,"Camp",0,"NULL"]
["Yazibag camp",660,"SY02","Aleppo","حلب",1,"A'zaz","اعزاز","SY0204",4,"A'zaz","مركز اعزاز","SY020400",22,"مخيم يازي باغ","C1561","Salama","السلامة",36.635778,37.058782,"Food Basket","RESUME","NULL","GOAL",15297,0,0,"Camp",0,0]
["Ekkdeh camp",662,"SY02","Aleppo","حلب",1,"A'zaz","اعزاز","SY0204",4,"Suran","صوران","SY020405",27,"إيكدة","C1658","Zayzafun - Ekdeh","زيزفون - إيكدة",36.659306,37.180126,"Food Voucher","RESUME","NULL","GOAL",2439,0,0,"Camp",0,0]
["Kaeebeh camp",670,"SY02","Aleppo","حلب",1,"A'zaz","اعزاز","SY0204",4,"Aghtrin","اخترين","SY020401",23,"مخيم كعيبة","C1609","Kaeebeh","كعيبة",36.539248,37.421168,"Food Basket","RESUME",795,"GOAL",1400,1,0,"Camp",0,0]
["Shinan",671,"SY07","Idleb","إدلب",4,"Ariha","أريحا","SY0705",22,"Ariha","مركز أريحا","SY070500",108,"شنان","C4275","Shinan","شنان",35.73760895,36.6100717,"Out GOAL Area","Out GOAL Area","NULL","NULL",3720,0,0,"NULL",0,"NULL"]
["Kafr Najd",672,"SY07","Idleb","إدلب",4,"Ariha","أريحا","SY0705",22,"Ariha","مركز أريحا","SY070500",108,"كفرنجد","C6608","Kafr Najd  ","كفرنجد",35.82341742,36.58876415,"Food Basket","Big_Heart","NULL","BH",3896,0,0,"NULL",0,"NULL"]
["Maalali",675,"SY07","Idleb","إدلب",4,"Ariha","أريحا","SY0705",22,"Ariha","مركز أريحا","SY070500",108,"معلالي","C6611","Maalali","معلالي",35.76584077,36.58251863,"Out GOAL Area","Out GOAL Area","NULL","NULL",828,0,0,"NULL",0,"NULL"]
["Alamodyah",676,"SY07","Idleb","إدلب",4,"Jisr-Ash-Shugur","جسر الشغور","SY0704",21,"Darkosh","دركوش","SY070402",106,"العامودية","C4236","Sawadiya - Nabhan","السوادية_نبهان",35.952439,36.421926,"Out GOAL Area","NULL","NULL","NULL",600,1,0,"NULL",0,"NULL"]
["Zahraa",677,"SY07","Idleb","إدلب",4,"Jisr-Ash-Shugur","جسر الشغور","SY0704",21,"Darkosh","دركوش","SY070402",106,"الزهراء","C4250","Zahraa","الزهراء",35.983266,36.380158,"Out GOAL Area","Out GOAL Area",2655,"NULL",2680,0,1,"NULL",0,"NULL"]
["Basqala",678,"SY07","Idleb","إدلب",4,"Al Ma'ra","معرة النعمان","SY0702",19,"Kafr Nobol","كفر نبل","SY070203",95,"بسقلا","C4061","Basqala","بسقلا",35.600506,36.579568,"Food Basket",null,6451,"PAH",0,0,0,"NULL",0,"NULL"]
["Hamdieh",679,"SY07","Idleb","إدلب",4,"Al Ma'ra","معرة النعمان","SY0702",19,"Ma'arrat An Nu'man","مركز معرة النعمان","SY070200",92,"الحامدية","C6596","Hamdieh","الحامدية",35.615039,36.656724,"Food Basket",null,621,"PAH",0,0,0,"NULL",0,"NULL"]
["Kafr Nobol",680,"SY07","Idleb","إدلب",4,"Al Ma'ra","معرة النعمان","SY0702",19,"Kafr Nobol","كفر نبل","SY070203",95,"كفر نبل","C4068","Kafr Nobol","كفر نبل",35.614655,36.560266,"Food Basket",null,19124,"PAH",0,0,0,"NULL",0,"NULL"]
["Maar Tamater",681,"SY07","Idleb","إدلب",4,"Al Ma'ra","معرة النعمان","SY0702",19,"Kafr Nobol","كفر نبل","SY070203",95,"معرتماتر","C4065","Maar Tamater","معرتماتر",35.568775,36.55279,"Food Basket",null,4342,"PAH",0,0,0,"NULL",0,"NULL"]
["Maarzita",682,"SY07","Idleb","إدلب",4,"Al Ma'ra","معرة النعمان","SY0702",19,"Kafr Nobol","كفر نبل","SY070203",95,"معرزيتا","C4066","Maarzita","معرزيتا",35.555907,36.572195,"Food Basket",null,3974,"PAH",0,0,0,"NULL",0,"NULL"]
["Kafruma",683,"SY07","Idleb","إدلب",4,"Al Ma'ra","معرة النعمان","SY0702",19,"Ma'arrat An Nu'man","مركز معرة النعمان","SY070200",92,"كفرومة","C3984","Kafruma","كفرومة",35.635338,36.633124,"Food Basket",null,14365,"PAH",0,0,0,"NULL",0,"NULL"]
["Sijo Camp",684,"SY02","Aleppo","حلب",1,"A'zaz","اعزاز","SY0204",4,"A'zaz","مركز اعزاز","SY020400",22,"مخيم سجو","C1561","Salama","السلامة",36.618987,37.076074,"Out GOAL Area","Out GOAL Area","NULL","NULL",704,0,0,"Camp",0,"NULL"]
["Iva Camp",685,"SY02","Aleppo","حلب",1,"A'zaz","اعزاز","SY0204",4,"A'zaz","مركز اعزاز","SY020400",22,"مخيم ايواء","C1566","Shamarin","شمارين",36.661526,37.129068,"Out GOAL Area","Out GOAL Area","NULL","NULL",0,0,0,"Camp",0,"NULL"]
["Halazon",686,"SY02","Aleppo","حلب",1,"Jebel Saman","جبل سمعان","SY0200",1,"Atareb","أتارب","SY020001",2,"الحلزون","C6424","Halazon","الحلزون",36.146992,36.717474,"NSRF",null,"NULL","BH",5580,0,0,"NULL",0,"NULL"]
["Batbu-Dirar Camp",687,"SY02","Aleppo","حلب",1,"Jebel Saman","جبل سمعان","SY0200",1,"Atareb","أتارب","SY020001",2,"باتبو","C1025","Batbu","باتبو",36.127086,36.743325,"NSRF",null,"NULL","BH",0,0,0,"NULL",0,"NULL"]
["Halazon-Eltal Camp",688,"SY02","Aleppo","حلب",1,"Jebel Saman","جبل سمعان","SY0200",1,"Atareb","أتارب","SY020001",2,"الحلزون","C6424","Halazon","الحلزون",36.14965,36.724242,"NSRF",null,"NULL","BH",0,0,0,"NULL",0,"NULL"]
["Halazon-Sabroun Camp",689,"SY02","Aleppo","حلب",1,"Jebel Saman","جبل سمعان","SY0200",1,"Atareb","أتارب","SY020001",2,"الحلزون","C6424","Halazon","الحلزون",36.1479," 36.725697","NSRF",null,"NULL","BH",1000,0,0,"NULL",0,"NULL"]
["Zarba-Khalije Camp",690,"SY02","Aleppo","حلب",1,"Jebel Saman","جبل سمعان","SY0200",1,"Zarbah","الزربة","SY020005",6,"الزربة","C1170","Zarbah","الزربة",35.966233,36.891142,"NSRF",null,"NULL","BH",0,0,0,"NULL",0,"NULL"]
["Zarba-Dawajn Camp",691,"SY02","Aleppo","حلب",1,"Jebel Saman","جبل سمعان","SY0200",1,"Zarbah","الزربة","SY020005",6,"الزربة","C1170","Zarbah","الزربة",36.077911,36.973028,"NSRF",null,"NULL","BH",0,0,0,"NULL",0,"NULL"]
["Dana- Alqaser Camp",692,"SY07","Idleb","إدلب",4,"Harim","حارم","SY0703",20,"Dana","دانا","SY070301",99,"الدانا","C4126","Dana","الدانا",35.703156,36.682486,"NSRF",null,"NULL","BH",0,0,0,"NULL",0,"NULL"]
["Al hamia",693,"SY07","Idleb","إدلب",4,"Jisr-Ash-Shugur","جسر الشغور","SY0704",21,"Darkosh","دركوش","SY070402",106,"الحمية","C4252","Darkosh","دركوش",35.990106,36.406769,"Out GOAL Area","Out GOAL Area",500,"NULL",800,1,0,"NULL",0,"NULL"]
["Almuaabra ",694,"SY07","Idleb","إدلب",4,"Harim","حارم","SY0703",20,"Armanaz","أرمناز","SY070305",103,"المعبرة","C4182","Dweila","الدويلة",36.1227,36.484156,"Out GOAL Area","Out GOAL Area",1200,"NULL",0,0,0,"NULL",0,"NULL"]
["Almutaylja ",695,"SY07","Idleb","إدلب",4,"Harim","حارم","SY0703",20,"Armanaz","أرمناز","SY070305",103,"المتيلجة","C4182","Dweila","الدويلة",36.119398,36.477151,"Out GOAL Area","Out GOAL Area",1200,"NULL",0,0,0,"NULL",0,"NULL"]
["Alumayria ",696,"SY07","Idleb","إدلب",4,"Harim","حارم","SY0703",20,"Salqin","سلقين","SY070302",100,"العمرية","C4140","Salqin","سلقين",36.11024,36.447211,"Out GOAL Area","Out GOAL Area",600,"NULL",0,0,"NULL","NULL",0,"NULL"]
["Difaa Almadani_Kafr Takharim",697,"SY07","Idleb","إدلب",4,"Harim","حارم","SY0703",20,"Kafr Takharim","كفر تخاريم","SY070303",101,"مركز الدفاع المدني_كفرتخاريم","C4157","Kafr Takharim","كفر تخاريم",36.115056,36.512526,"Out GOAL Area","Out GOAL Area",700,"NULL",0,0,0,"NULL",0,"NULL"]
["Ein Teba ",698,"SY07","Idleb","إدلب",4,"Harim","حارم","SY0703",20,"Salqin","سلقين","SY070302",100,"عين تيب","C4143","Azmarin","عزمارين",36.050695,36.431479,"Out GOAL Area","Out GOAL Area",295,"NULL",350,0,0,"NULL",0,"NULL"]
["Hir Ahmar ",699,"SY07","Idleb","إدلب",4,"Jisr-Ash-Shugur","جسر الشغور","SY0704",21,"Darkosh","دركوش","SY070402",106,"الحير الاحمر","C8339","mazrat haj Naiyf","مزرعة حج نايف",36.02662,36.412983,"Out GOAL Area","Out GOAL Area",400,"NULL",0,0,0,"NULL",0,"NULL"]
["Kharab ",700,"SY07","Idleb","إدلب",4,"Harim","حارم","SY0703",20,"Armanaz","أرمناز","SY070305",103,"الخراب","C4182","Dweila","الدويلة",36.120258,36.47566,"Out GOAL Area","Out GOAL Area",1200,"NULL",0,0,0,"NULL",0,"NULL"]
["kharab Qayes ",701,"SY07","Idleb","إدلب",4,"Harim","حارم","SY0703",20,"Armanaz","أرمناز","SY070305",103,"خربة قيس","C4178","Hafasraja","حفسرجة",36.041048,36.52851,"Out GOAL Area","Out GOAL Area",700,"NULL",0,0,1,"NULL",0,"NULL"]
["Kharab Zarqa ",703,"SY07","Idleb","إدلب",4,"Jisr-Ash-Shugur","جسر الشغور","SY0704",21,"Darkosh","دركوش","SY070402",106,"خراب ازرق","C4236","Sawadiya - Nabhan","السوادية ",35.948166,36.420513,"Out GOAL Area","Out GOAL Area",800,"NULL",600,0,0,"NULL",0,"NULL"]
["kourbat Alkasara",704,"SY07","Idleb","إدلب",4,"Harim","حارم","SY0703",20,"Armanaz","أرمناز","SY070305",103,"خربة الخسارة","C4178","Hafasraja","حفسرجة",36.050315,36.517251,"Out GOAL Area","Out GOAL Area",1500,"NULL",0,0,1,"NULL",0,"NULL"]
["Maghara Beida ",705,"SY07","Idleb","إدلب",4,"Jisr-Ash-Shugur","جسر الشغور","SY0704",21,"Darkosh","دركوش","SY070402",106,"مغارة البيضا","C4247","Thahr","الضهر",35.974444,36.429654,"Out GOAL Area","Out GOAL Area",400,"NULL",482,0,0,"NULL",0,"NULL"]
["Magharat houri ",706,"SY07","Idleb","إدلب",4,"Jisr-Ash-Shugur","جسر الشغور","SY0704",21,"Darkosh","دركوش","SY070402",106,"مغارة حوري","C8339","mazrat haj Naiyf","مزرعة حج نايف",36.031765,36.420633,"Out GOAL Area","Out GOAL Area",200,"NULL",275,0,0,"NULL",0,"NULL"]
["Mallah",707,"SY07","Idleb","إدلب",4,"Ariha","أريحا","SY0705",22,"Mhambal","محمبل","SY070502",110,"الملاح","C4312","Ora Qabli - Edwan","عدوان",35.90692,36.566574,"Out GOAL Area","Out GOAL Area",500,"NULL",0,0,0,"NULL",0,"NULL"]
["Maraata",708,"SY07","Idleb","إدلب",4,"Jisr-Ash-Shugur","جسر الشغور","SY0704",21,"Darkosh","دركوش","SY070402",106,"معراتا","C8339","mazrat haj Naiyf","مزرعة حج نايف",36.035985,36.429792,"Out GOAL Area","Out GOAL Area",100,"NULL",275,0,0,"NULL",0,"NULL"]
["Mashfa_kafr Takharim",709,"SY07","Idleb","إدلب",4,"Harim","حارم","SY0703",20,"Kafr Takharim","كفر تخاريم","SY070303",101,"مشفى كفر تخاريم","C4157","Kafr Takharim","كفر تخاريم",36.113485,36.511815,"Out GOAL Area","Out GOAL Area",700,"NULL",0,0,0,"NULL",0,"NULL"]
["Mashta Atiq ",710,"SY07","Idleb","إدلب",4,"Jisr-Ash-Shugur","جسر الشغور","SY0704",21,"Jisr-Ash-Shugur","مركز جسر الشغور","SY070400",104,"مشتى عتيق","C4191","Balmis","بلميس",35.885322,36.362164,"Out GOAL Area","Out GOAL Area",1000,"NULL",710,0,1,"NULL",0,"NULL"]
["Qulaia",711,"SY07","Idleb","إدلب",4,"Harim","حارم","SY0703",20,"Qourqeena","قورقينا","SY070304",102,"قليعة","C4164","Barisha","باريشا",35.90841249,36.3845093,"Out GOAL Area","Out GOAL Area",500,"NULL",378,0,"NULL","NULL",0,"NULL"]
["Salhia ",712,"SY07","Idleb","إدلب",4,"Harim","حارم","SY0703",20,"Salqin","سلقين","SY070302",100,"صالحية","C4133","Abu Talha","ابو طلحة",36.102416,36.440659,"Out GOAL Area","Out GOAL Area",2500,"NULL",214,0,0,"NULL",0,"NULL"]
["Samaan ",713,"SY07","Idleb","إدلب",4,"Harim","حارم","SY0703",20,"Armanaz","أرمناز","SY070305",103,"سمعان","C4182","Dweila","الدويلة",36.088233,36.760128,"Out GOAL Area","Out GOAL Area",1200,"NULL",0,0,0,"NULL",0,"NULL"]
["Tennaria ",714,"SY07","Idleb","إدلب",4,"Jisr-Ash-Shugur","جسر الشغور","SY0704",21,"Darkosh","دركوش","SY070402",106,"التنارية","C4236","Sawadiya - Nabhan","السوادية ",35.952674,36.421757,"Out GOAL Area","Out GOAL Area",150,"NULL",270,0,0,"NULL",0,"NULL"]
["Westania ",715,"SY07","Idleb","إدلب",4,"Harim","حارم","SY0703",20,"Armanaz","أرمناز","SY070305",103,"وسطانية","C4175","Ghafar","الغفر",35.948293,36.449281,"Out GOAL Area","Out GOAL Area",350,"NULL",315,0,0,"NULL",0,"NULL"]
["Kadimoun camp ",716,"SY07","Idleb","إدلب",4,"Harim","حارم","SY0703",20,"Salqin","سلقين","SY070302",100,"مخيم قادمون","C6619","Faroukiyeh","الفاروقية",36.175851,36.405693,"Out GOAL Area","Out GOAL Area",543,"NULL",0,0,0,"Camp",0,"NULL"]
["Alkubeh Farm ",717,"SY07","Idleb","إدلب",4,"Idleb","مركز إدلب","SY0700",18,"Idleb","مركز إدلب","SY070000",85,"مزرعة القبة","C3873","Sijer - Bqesemtoh","سيجر",35.935877,36.566395,"Out GOAL Area","Out GOAL Area",324,"NULL",0,0,0,"NULL",0,"NULL"]
["Alusamlleyh ",718,"SY07","Idleb","إدلب",4,"Harim","حارم","SY0703",20,"Armanaz","أرمناز","SY070305",103,"العصملية","C4181","Baliya","بسليا",35.921223,36.436293,"Out GOAL Area","Out GOAL Area",475,"NULL",0,0,1,"NULL",0,"NULL"]
["Aslan Farm ",719,"SY07","Idleb","إدلب",4,"Idleb","مركز إدلب","SY0700",18,"Idleb","مركز إدلب","SY070000",85,"مزرعة اصلان","C3873","Sijer - Bqesemtoh","سيجر",35.93599,36.55866,"Out GOAL Area","Out GOAL Area",343,"NULL",725,1,0,"NULL",0,"NULL"]
["Atia Farm",720,"SY07","Idleb","إدلب",4,"Idleb","مركز إدلب","SY0700",18,"Maaret Tamsrin","معرة تمصرين","SY070005",90,"مزرعة عطية","C3946","Murin","مورين",35.985996,36.566751,"Out GOAL Area","Out GOAL Area",640,"NULL",0,0,1,"NULL",0,"NULL"]
["Bales",721,"SY07","Idleb","إدلب",4,"Jisr-Ash-Shugur","جسر الشغور","SY0704",21,"Jisr-Ash-Shugur","مركز جسر الشغور","SY070400",104,"بالس","C4200","Bzeit","بزيت",35.789784,36.414899,"Out GOAL Area","Out GOAL Area",780,"NULL",782,0,1,"NULL",0,"NULL"]
["Barboura farms ",722,"SY07","Idleb","إدلب",4,"Harim","حارم","SY0703",20,"Salqin","سلقين","SY070302",100,"مزرعة البربورة","C4140","Salqin","سلقين",36.11928,36.419899,"Out GOAL Area","Out GOAL Area",225,"NULL",0,0,0,"NULL",0,"NULL"]
["Bin Sarrei Al teiniah",723,"SY07","Idleb","إدلب",4,"Harim","حارم","SY0703",20,"Salqin","سلقين","SY070302",100,"بن سريع الطينية","C6619","Faroukiyeh","الفاروقية",36.184716,36.408208,"Out GOAL Area","Out GOAL Area",2800,"NULL",0,0,0,"NULL",0,"NULL"]
["Dahriah",724,"SY07","Idleb","إدلب",4,"Ariha","أريحا","SY0705",22,"Mhambal","محمبل","SY070502",110,"الضهرية","C4312","Ora Qabli - Edwan","عدوان",35.8705,36.516178,"Out GOAL Area","Out GOAL Area",1000,"NULL",0,0,0,"NULL",0,"NULL"]
["Alta'akhi camp ",725,"SY07","Idleb","إدلب",4,"Harim","حارم","SY0703",20,"Salqin","سلقين","SY070302",100,"مخيم التاخي","C4146","Delbiya","دلبيا",36.129884,36.399614,"Out GOAL Area","Out GOAL Area",240,"NULL",0,0,0,"Camp",0,"NULL"]
["Ennabiat",726,"SY07","Idleb","إدلب",4,"Jisr-Ash-Shugur","جسر الشغور","SY0704",21,"Jisr-Ash-Shugur","مركز جسر الشغور","SY070400",104,"عنابيات","C4194","Um Rish","ام الريش",35.885382,36.378429,"Food Voucher","Out GOAL Area",330,"Ihsan",260,0,1,"NULL",0,"NULL"]
["Fasuk ",727,"SY07","Idleb","إدلب",4,"Jisr-Ash-Shugur","جسر الشغور","SY0704",21,"Darkosh","دركوش","SY070402",106,"فاسوق","C8339","mazrat haj Naiyf","مزرعة حج نايف",36.020027,36.452075,"Out GOAL Area","Out GOAL Area",800,"NULL",385,0,0,"NULL",0,"NULL"]
["Habasho Farm",728,"SY07","Idleb","إدلب",4,"Idleb","مركز إدلب","SY0700",18,"Maaret Tamsrin","معرة تمصرين","SY070005",90,"مزرعة حباشو","C3947","Ma'arrat Tamasrin","معرتمصرين",36.034122,36.654042,"Out GOAL Area","Out GOAL Area",300,"NULL",0,0,0,"NULL",0,"NULL"]
["Jftlek Khalil",729,"SY07","Idleb","إدلب",4,"Jisr-Ash-Shugur","جسر الشغور","SY0704",21,"Janudiyeh","الجانودية","SY070403",107,"جفتلك خليل","C4258","Qaderiyeh - Qayqun","القادرية",35.941962,36.314221,"Out GOAL Area","Out GOAL Area",800,"NULL",0,0,0,"NULL",0,"NULL"]
["Kafr Hata",730,"SY07","Idleb","إدلب",4,"Harim","حارم","SY0703",20,"Salqin","سلقين","SY070302",100,"كفر هاتا","C4139","Little Hir Jamus","حير الجاموس الصغير",36.167377,36.445919,"Out GOAL Area","Out GOAL Area",1000,"NULL",0,0,0,"NULL",0,"NULL"]
["Abnaa alghab camp ",731,"SY07","Idleb","إدلب",4,"Harim","حارم","SY0703",20,"Harim","مركز حارم","SY070300",98,"مخيم ابناء الغاب","C4117","Kafr Hum","كفرحوم",36.197153,36.477303,"Out GOAL Area","Out GOAL Area",134,"NULL",1538,0,0,"Camp",0,"NULL"]
["Alezah Camp ",732,"SY07","Idleb","إدلب",4,"Harim","حارم","SY0703",20,"Harim","مركز حارم","SY070300",98,"مخيم العزة","C4117","Kafr Hum","كفرحوم",36.197153,36.477303,"Out GOAL Area","Out GOAL Area",327,"NULL",1375,0,0,"Camp",0,"NULL"]
["Kharab Torin",733,"SY07","Idleb","إدلب",4,"Jisr-Ash-Shugur","جسر الشغور","SY0704",21,"Darkosh","دركوش","SY070402",106,"خراب طورين","C4247","Thahr","الضهر",35.987998,36.433568,"Out GOAL Area","Out GOAL Area",200,"NULL",0,0,0,"NULL",0,"NULL"]
["Khirbit Hamandoush ",734,"SY07","Idleb","إدلب",4,"Harim","حارم","SY0703",20,"Salqin","سلقين","SY070302",100,"خربة حمندوش","C4149","Kafarna","كفرنا",36.1942,36.455072,"Out GOAL Area","Out GOAL Area",70,"NULL",0,0,0,"NULL",0,"NULL"]
["Khraybat",735,"SY07","Idleb","إدلب",4,"Harim","حارم","SY0703",20,"Qourqeena","قورقينا","SY070304",102,"خريبات","C6616","Koknaya","كوكنايا",36.082664,36.585861,"Out GOAL Area","Out GOAL Area",100,"NULL",0,0,1,"NULL",0,"NULL"]
["Alrahman camp ",736,"SY07","Idleb","إدلب",4,"Harim","حارم","SY0703",20,"Salqin","سلقين","SY070302",100,"مخيم الرحمن","C4139","Little Hir Jamus","حير الجاموس الصغير",36.187097,36.42163,"Out GOAL Area","Out GOAL Area",225,"NULL",0,0,0,"Camp",0,"NULL"]
["Samidon camp ",737,"SY07","Idleb","إدلب",4,"Harim","حارم","SY0703",20,"Salqin","سلقين","SY070302",100,"مخيم صامدون","C4139","Little Hir Jamus","حير الجاموس الصغير",36.182364,36.431013,"Out GOAL Area","Out GOAL Area",2076,"NULL",0,0,0,"Camp",0,"NULL"]
["Manboaa ",738,"SY07","Idleb","إدلب",4,"Harim","حارم","SY0703",20,"Salqin","سلقين","SY070302",100,"منبوعة","C4145","Eskat","اسقاط",36.168748,36.479653,"Out GOAL Area","Out GOAL Area",500,"NULL",0,0,0,"NULL",0,"NULL"]
["Maqsam 10_kniseh",739,"SY07","Idleb","إدلب",4,"Ariha","أريحا","SY0705",22,"Mhambal","محمبل","SY070502",110,"مقسم 10_كنيسة بني عز","C4313","Kniseh","كنيسة بني عز",35.862906,36.446468,"Out GOAL Area","Out GOAL Area",200,"NULL",0,0,1,"NULL",0,"NULL"]
["Maqsam 6_kniseh",740,"SY07","Idleb","إدلب",4,"Ariha","أريحا","SY0705",22,"Mhambal","محمبل","SY070502",110,"مقسم 6_كنيسة بني عز","C4313","Kniseh","كنيسة بني عز",35.860046,36.47389,"Out GOAL Area","Out GOAL Area",300,"NULL",0,0,1,"NULL",0,"NULL"]
["Maqsam 9_kniseh",741,"SY07","Idleb","إدلب",4,"Ariha","أريحا","SY0705",22,"Mhambal","محمبل","SY070502",110,"مقسم 9_كنيسة بني عز","C4313","Kniseh","كنيسة بني عز",35.856046,36.450191,"Out GOAL Area","Out GOAL Area",200,"NULL",0,0,1,"NULL",0,"NULL"]
["Marj",743,"SY07","Idleb","إدلب",4,"Ariha","أريحا","SY0705",22,"Mhambal","محمبل","SY070502",110,"المرج","C4313","Kniseh","كنيسة بني عز",35.78774331,36.42895047,"Out GOAL Area","Out GOAL Area",500,"NULL",1254,0,1,"NULL",0,"NULL"]
["Northern Khirba",744,"SY07","Idleb","إدلب",4,"Jisr-Ash-Shugur","جسر الشغور","SY0704",21,"Darkosh","دركوش","SY070402",106,"خريبة الشمالية","C4252","Darkosh","دركوش",36.431142,37.013978,"Out GOAL Area","Out GOAL Area",150,"NULL",0,0,0,"NULL",0,"NULL"]
["Safsafeh camp ",745,"SY07","Idleb","إدلب",4,"Harim","حارم","SY0703",20,"Salqin","سلقين","SY070302",100,"مخيم الصفصافة","C4140","Salqin","سلقين",36.13329,36.423227,"Out GOAL Area","Out GOAL Area",500,"NULL",0,0,0,"Camp",0,"NULL"]
["Sit Atikeh ",746,"SY07","Idleb","إدلب",4,"Harim","حارم","SY0703",20,"Salqin","سلقين","SY070302",100,"ست عاتيكة","C4145","Eskat","اسقاط",36.168208,36.479833,"Out GOAL Area","Out GOAL Area",750,"NULL",2220,0,0,"NULL",0,"NULL"]
["Tal Doaer ",747,"SY07","Idleb","إدلب",4,"Harim","حارم","SY0703",20,"Armanaz","أرمناز","SY070305",103,"تل دوير","C4178","Hafasraja","حفسرجة",36.050248,36.517303,"Out GOAL Area","Out GOAL Area",300,"NULL",0,0,0,"NULL",0,"NULL"]
["Tib Abs ",748,"SY07","Idleb","إدلب",4,"Idleb","مركز إدلب","SY0700",18,"Idleb","مركز إدلب","SY070000",85,"تب عبس","C3868","Ein Shib","عين شيب",35.90692,36.566574,"Out GOAL Area","Out GOAL Area",300,"NULL",0,0,0,"NULL",0,"NULL"]
["Edlama Camp",749,"SY07","Idleb","إدلب",4,"Harim","حارم","SY0703",20,"Qourqeena","قورقينا","SY070304",102,"مخيم ادلاما","C4170","Torlaha","طورلاها",36.224524,36.556815,"Out GOAL Area","Out GOAL Area",335,"NULL",0,0,0,"Camp",0,"NULL"]
["Al Azrak Camp",750,"SY07","Idleb","إدلب",4,"Harim","حارم","SY0703",20,"Qourqeena","قورقينا","SY070304",102,"مخيم الازرق","C4170","Torlaha","طورلاها",36.223773,36.552111,"Out GOAL Area","Out GOAL Area",794,"NULL",0,0,0,"Camp",0,"NULL"]
["Al Aman Camp",751,"SY07","Idleb","إدلب",4,"Harim","حارم","SY0703",20,"Qourqeena","قورقينا","SY070304",102,"مخيم الامان","C4170","Torlaha","طورلاها",36.224317,36.560286,"Out GOAL Area","Out GOAL Area",200,"NULL",0,0,0,"Camp",0,"NULL"]
["El Sok Camp",752,"SY07","Idleb","إدلب",4,"Harim","حارم","SY0703",20,"Qourqeena","قورقينا","SY070304",102,"مخيم السوق","C4170","Torlaha","طورلاها",36.222258,36.529044,"Out GOAL Area","Out GOAL Area",2239,"NULL",0,0,0,"Camp",0,"NULL"]
["Al Madina Mounwara Camp",753,"SY07","Idleb","إدلب",4,"Harim","حارم","SY0703",20,"Qourqeena","قورقينا","SY070304",102,"مخيم المدينة المنورة","C4170","Torlaha","طورلاها",36.230946,36.56352,"Out GOAL Area","Out GOAL Area",300,"NULL",0,0,0,"Camp",0,"NULL"]
["Omhat Al Momenen Camp",754,"SY07","Idleb","إدلب",4,"Harim","حارم","SY0703",20,"Qourqeena","قورقينا","SY070304",102,"مخيم امهات المؤمنين","C4170","Torlaha","طورلاها",36.226904,36.560194,"Out GOAL Area","Out GOAL Area",200,"NULL",0,0,0,"Camp",0,"NULL"]
["Saberoon Camp",755,"SY07","Idleb","إدلب",4,"Harim","حارم","SY0703",20,"Qourqeena","قورقينا","SY070304",102,"مخيم صابرون","C4170","Torlaha","طورلاها",36.223461,36.538271,"Out GOAL Area","Out GOAL Area",1300,"NULL",0,0,0,"Camp",0,"NULL"]
["Um Altaqa ",756,"SY07","Idleb","إدلب",4,"Jisr-Ash-Shugur","جسر الشغور","SY0704",21,"Darkosh","دركوش","SY070402",106,"ام الطاقة","C4247","Thahr","الضهر",35.988215,36.434385,"Out GOAL Area","Out GOAL Area",100,"NULL",0,0,0,"NULL",0,"NULL"]
["Bakery workers Armanaz",757,"SY07","Idleb","إدلب",4,"Harim","حارم","SY0703",20,"Armanaz","أرمناز","SY070305",103,"عمال مخبز ارمناز","C4176","Armanaz","ارمناز",36.030797,36.487605,"Out GOAL Area","Out GOAL Area",1200,"NULL",0,0,1,"NULL",0,"NULL"]
["Heish",758,"SY07","Idleb","إدلب",4,"Al Ma'ra","معرة النعمان","SY0702",19,"Heish","حيش","SY070205",97,"حيش","C4105","Heish","حيش",35.547501,36.644047,"Out GOAL Area",null,"NULL","NULL",0,0,0,"NULL",0,"NULL"]
["Murak",759,"SY05","Hama","حماة",2,"Hama","مركز حماة","SY0501",9,"Suran","صوران","SY050101",42,"مورك","C3029","Murak","مورك",35.373927,36.689318,"NSRF",null,"NULL","BH",1372,0,0,"NULL",0,"NULL"]
["Jalma",760,"SY02","Aleppo","حلب",1,"Afrin","عفرين","SY0203",3,"Jandairis","جنديرس","SY020302",17,"جلمة","C1424","Jalma","جلمة",36.357144,36.770047,"NSRF",null,"NULL","BH",13584,0,0,"NULL",0,"NULL"]
["Jandairis",761,"SY02","Aleppo","حلب",1,"Afrin","عفرين","SY0203",3,"Jandairis","جنديرس","SY020302",17,"جنديرس","C1426","Jandairis","جنديرس",36.392488,36.689563,"NSRF",null,"NULL","BH",49544,0,0,"NULL",0,"NULL"]
["Abu Sharji",762,"SY07","Idleb","إدلب",4,"Al Ma'ra","معرة النعمان","SY0702",19,"Sanjar","سنجار","SY070202",94,"أبو شرجي","C4017","Abu Sharji","أبو شرجي",35.58472,36.884061,"Food Basket",null,"NULL","Ihsan",0,0,0,"NULL",0,"NULL"]
["Abul Eleij",763,"SY07","Idleb","إدلب",4,"Al Ma'ra","معرة النعمان","SY0702",19,"Sanjar","سنجار","SY070202",94,"أبو العليج","C4027","Abul Eleij","أبو العليج",35.5286,37.111473,"Food Basket",null,"NULL","Ihsan",63,0,0,"NULL",0,"NULL"]
["Aku",764,"SY06","Lattakia","اللاذقية",3,"Al-Haffa","الحفة","SY0603",16,"Kansaba","كنسبا","SY060303",79,"عكو","C3740","Aku","عكو",35.710168,36.219132,"Food Basket",null,"NULL","Ihsan",0,0,0,"NULL",0,"NULL"]
["Al-Wadi \\ Jaqaorjaq",765,"SY06","Lattakia","اللاذقية",3,"Lattakia","مركز اللاذقية","SY0600",14,"Rabee'a","ربيعة","SY060002",65,"الوادي / جقورجق","C7961","Al-Wadi \\ Jaqaorjaq","الوادي / جقورجق",35.793618,36.052196,"Food Basket",null,"NULL","Ihsan",0,0,0,"NULL",0,"NULL"]
["Amudiyeh",766,"SY07","Idleb","إدلب",4,"Al Ma'ra","معرة النعمان","SY0702",19,"Heish","حيش","SY070205",97,"العامودية","C4101","Amudiyeh (Heish)","العامودية - حيش",35.553045,36.665629,"Food Basket",null,"NULL","Ihsan",0,0,0,"NULL",0,"NULL"]
["Ara",767,"SY06","Lattakia","اللاذقية",3,"Al-Haffa","الحفة","SY0603",16,"Kansaba","كنسبا","SY060303",79,"آره","C3742","Ara","آره",35.714864,36.149857,"Food Basket",null,"NULL","Ihsan",0,0,0,"NULL",0,"NULL"]
["Arafit",768,"SY06","Lattakia","اللاذقية",3,"Al-Haffa","الحفة","SY0603",16,"Kansaba","كنسبا","SY060303",79,"عرافيت","C3741","Arafit","عرافيت",35.689344,36.212713,"Food Basket",null,"NULL","Ihsan",0,0,0,"NULL",0,"NULL"]
["Ard Elwata",769,"SY06","Lattakia","اللاذقية",3,"Al-Haffa","الحفة","SY0603",16,"Kansaba","كنسبا","SY060303",79,"أرض الوطى","C3724","Ard Elwata","أرض الوطى",35.75541,36.169284,"Food Basket",null,"NULL","Ihsan",0,0,0,"NULL",0,"NULL"]
["Ayn al Dayr",770,"SY07","Idleb","إدلب",4,"Al Ma'ra","معرة النعمان","SY0702",19,"Ma'arrat An Nu'man","مركز معرة النعمان","SY070200",92,"عين الدير","C7226","Ayn al Dayr","عين الدير",35.614346,36.696564,"Food Basket",null,"NULL","Ihsan",0,0,0,"NULL",0,"NULL"]
["Ayn Qari",771,"SY07","Idleb","إدلب",4,"Al Ma'ra","معرة النعمان","SY0702",19,"Ma'arrat An Nu'man","مركز معرة النعمان","SY070200",92,"عين قري","C7227","Ayn Qari","عين قري",35.628789,36.682731,"Food Basket",null,"NULL","Ihsan",0,0,0,"NULL",0,"NULL"]
["Babuline",772,"SY07","Idleb","إدلب",4,"Al Ma'ra","معرة النعمان","SY0702",19,"Heish","حيش","SY070205",97,"بابولين","C4100","Babuline","بابولين",35.540131,36.678704,"Food Basket",null,"NULL","Ihsan",0,0,0,"NULL",0,"NULL"]
["Balla",773,"SY06","Lattakia","اللاذقية",3,"Al-Haffa","الحفة","SY0603",16,"Kansaba","كنسبا","SY060303",79,"بالا","C7935","Balla","بالا - أبو الظهور",35.732626,36.145344,"Food Basket",null,"NULL","Ihsan",0,0,0,"NULL",0,"NULL"]
["Bashura",774,"SY06","Lattakia","اللاذقية",3,"Al-Haffa","الحفة","SY0603",16,"Kansaba","كنسبا","SY060303",79,"باشورة","C3726","Bashura","باشورة",35.751574,36.103361,"Food Basket",null,"NULL","Ihsan",0,0,0,"NULL",0,"NULL"]
["Bet Ablak",775,"SY06","Lattakia","اللاذقية",3,"Lattakia","مركز اللاذقية","SY0600",14,"Rabee'a","ربيعة","SY060002",65,"بيت أبلق","C6651","Bet Ablak","بيت أبلق",35.804466,36.025523,"Food Basket",null,"NULL","Ihsan",0,0,0,"NULL",0,"NULL"]
["Borj",776,"SY07","Idleb","إدلب",4,"Al Ma'ra","معرة النعمان","SY0702",19,"Sanjar","سنجار","SY070202",94,"البرج","C4003","Borj (Sanjar)","البرج - سنجار",35.578432,36.851175,"Food Basket",null,"NULL","Ihsan",0,0,0,"NULL",0,"NULL"]
["Bruma",777,"SY06","Lattakia","اللاذقية",3,"Al-Haffa","الحفة","SY0603",16,"Kansaba","كنسبا","SY060303",79,"بروما","C3739","Bruma (Kansaba)","بروما - كنسبا",35.720425,36.153253,"Food Basket",null,"NULL","Ihsan",0,0,0,"NULL",0,"NULL"]
["Bsida",778,"SY07","Idleb","إدلب",4,"Al Ma'ra","معرة النعمان","SY0702",19,"Ma'arrat An Nu'man","مركز معرة النعمان","SY070200",92,"بسيدا","C3976","Bsida","بسيدا",35.589258,36.652304,"Food Basket",null,"NULL","Ihsan",0,0,0,"NULL",0,"NULL"]
["Dwadiyeh",779,"SY07","Idleb","إدلب",4,"Al Ma'ra","معرة النعمان","SY0702",19,"Sanjar","سنجار","SY070202",94,"الدوادية","C4004","Dwadiyeh","الدوادية",35.571896,37.117782,"Food Basket",null,"NULL","Ihsan",68,0,0,"NULL",0,"NULL"]
["Dweirkeh",780,"SY06","Lattakia","اللاذقية",3,"Al-Haffa","الحفة","SY0603",16,"Kansaba","كنسبا","SY060303",79,"دويركه","C3727","Dweirkeh","دويركه",35.705182,36.159317,"Food Basket",null,"NULL","Ihsan",0,0,0,"NULL",0,"NULL"]
["Eido",781,"SY06","Lattakia","اللاذقية",3,"Al-Haffa","الحفة","SY0603",16,"Kansaba","كنسبا","SY060303",79,"عيدو","C3737","Eido","عيدو",35.739818,36.128668,"Food Basket",null,"NULL","Ihsan",0,0,0,"NULL",0,"NULL"]
["Ein El_Bayda",782,"SY06","Lattakia","اللاذقية",3,"Lattakia","مركز اللاذقية","SY0600",14,"Ein El-Bayda","عين البيضا","SY060003",66,"عين البيضة","C3519","Ein El-Bayda (Ein El-Bayda)","عين البيضة - عين البيضا",35.654304,35.889995,"Out GOAL Area",null,"NULL","NULL",1586,0,0,"NULL",0,"NULL"]
["Ein Elqantara",783,"SY06","Lattakia","اللاذقية",3,"Al-Haffa","الحفة","SY0603",16,"Kansaba","كنسبا","SY060303",79,"عين القنطرة","C3736","Ein Elqantara","عين القنطرة",35.74029,36.180628,"Food Basket",null,"NULL","Ihsan",0,0,0,"NULL",0,"NULL"]
["Ein Issa - Ein Bnar",784,"SY06","Lattakia","اللاذقية",3,"Lattakia","مركز اللاذقية","SY0600",14,"Rabee'a","ربيعة","SY060002",65,"عين عيسى_عين بنار","C3514","Ein Issa - Ein Bnar","عين عيسى_عين بنار",35.810094,36.109269,"Food Basket",null,"NULL","Ihsan",0,0,0,"NULL",0,"NULL"]
["Ejaz",785,"SY07","Idleb","إدلب",4,"Al Ma'ra","معرة النعمان","SY0702",19,"Sanjar","سنجار","SY070202",94,"اعجاز","C4007","Ejaz","اعجاز",35.622293,36.931495,"Food Basket",null,"NULL","Ihsan",0,0,0,"NULL",0,"NULL"]
["Fahil Jallas",786,"SY07","Idleb","إدلب",4,"Al Ma'ra","معرة النعمان","SY0702",19,"Sanjar","سنجار","SY070202",94,"فحيل جلاس","C4037","Fahil Jallas","فحيل جلاس",35.5365,36.96161,"Food Basket",null,"NULL","Ihsan",0,0,0,"NULL",0,"NULL"]
["Ferwan",787,"SY07","Idleb","إدلب",4,"Al Ma'ra","معرة النعمان","SY0702",19,"Sanjar","سنجار","SY070202",94,"فروان","C4038","Ferwan","فروان",35.675256,36.885049,"Food Basket",null,"NULL","Ihsan",0,0,0,"NULL",0,"NULL"]
["Ftireh",788,"SY07","Idleb","إدلب",4,"Al Ma'ra","معرة النعمان","SY0702",19,"Kafr Nobol","كفر نبل","SY070203",95,"فطيرة","C4070","Ftireh","فطيرة",35.609713,36.485313,"Out GOAL Area",null,"NULL","NULL",0,0,"NULL","NULL",0,"NULL"]
["Ghazileh",789,"SY07","Idleb","إدلب",4,"Al Ma'ra","معرة النعمان","SY0702",19,"Sanjar","سنجار","SY070202",94,"غزيلة","C3995","Ghazileh (Sanjar)","غزيلة - سنجار",35.567466,37.14637,"Food Basket",null,"NULL","Ihsan",76,0,0,"NULL",0,"NULL"]
["Ghnimiyeh",790,"SY06","Lattakia","اللاذقية",3,"Al-Haffa","الحفة","SY0603",16,"Kansaba","كنسبا","SY060303",79,"غنيميه","C3754","Ghnimiyeh","غنيميه",35.70687,36.10124,"Food Basket",null,"NULL","Ihsan",0,0,0,"NULL",0,"NULL"]
["Haddada",791,"SY06","Lattakia","اللاذقية",3,"Al-Haffa","الحفة","SY0603",16,"Kansaba","كنسبا","SY060303",79,"حدادة","C3731","Haddada (Kansaba)","حدادة - كنسبا",35.761244,36.179433,"Food Basket",null,"NULL","Ihsan",0,0,0,"NULL",0,"NULL"]
["Halban",792,"SY07","Idleb","إدلب",4,"Al Ma'ra","معرة النعمان","SY0702",19,"Sanjar","سنجار","SY070202",94,"حلبان","C4002","Halban (Sanjar)","حلبان - سنجار",35.713577,36.948296,"Food Basket",null,"NULL","Ihsan",0,0,0,"NULL",0,"NULL"]
["Hamadaniyeh",793,"SY07","Idleb","إدلب",4,"Al Ma'ra","معرة النعمان","SY0702",19,"Tamanaah","التمانعة","SY070204",96,"الحمدانية","C4084","Hamadaniyeh (Tamanaah)","الحمدانية - التمانعة",35.424544,36.853868,"Food Basket",null,"NULL","Ihsan",0,0,0,"NULL",0,"NULL"]
["Hamrat",794,"SY06","Lattakia","اللاذقية",3,"Al-Haffa","الحفة","SY0603",16,"Kansaba","كنسبا","SY060303",79,"الحمرات","C3732","Hamrat (Kansaba)","الحمرات - كنسبا",35.754674,36.154044,"Food Basket",null,"NULL","Ihsan",0,0,0,"NULL",0,"NULL"]
["Hawa",795,"SY07","Idleb","إدلب",4,"Al Ma'ra","معرة النعمان","SY0702",19,"Sanjar","سنجار","SY070202",94,"حوا","C4030","Hawa (Sanjar)","حوا - سنجار",35.526734,37.040961,"Food Basket",null,"NULL","Ihsan",2755,0,0,"NULL",0,"NULL"]
["Hayat",796,"SY06","Lattakia","اللاذقية",3,"Lattakia","مركز اللاذقية","SY0600",14,"Rabee'a","ربيعة","SY060002",65,"حياة","C7982","Hayat (Rabee'a)","حياة",35.835859,36.084044,"Food Basket",null,"NULL","Ihsan",0,0,0,"NULL",0,"NULL"]
["Jbala",797,"SY07","Idleb","إدلب",4,"Al Ma'ra","معرة النعمان","SY0702",19,"Kafr Nobol","كفر نبل","SY070203",95,"جبالا","C4050","Jbala","جبالا",35.570675,36.55879,"Food Basket",null,"NULL","Ihsan",0,0,0,"NULL",0,"NULL"]
["Jeb Elqasab",798,"SY07","Idleb","إدلب",4,"Al Ma'ra","معرة النعمان","SY0702",19,"Sanjar","سنجار","SY070202",94,"جب القصب","C3999","Jeb Elqasab","جب القصب",35.515708,37.102581,"Food Basket",null,"NULL","Ihsan",22,0,0,"NULL",0,"NULL"]
["Jeb Toros",799,"SY06","Lattakia","اللاذقية",3,"Lattakia","مركز اللاذقية","SY0600",14,"Rabee'a","ربيعة","SY060002",65,"جب طوروس","C6650","Jeb Toros","جب طوروس",35.841475,36.12472,"Food Basket",null,"NULL","Ihsan",0,0,0,"NULL",0,"NULL"]
["Kabani",800,"SY06","Lattakia","اللاذقية",3,"Al-Haffa","الحفة","SY0603",16,"Kansaba","كنسبا","SY060303",79,"كباني","C3751","Kabani","كباني",35.718709,36.23314,"Food Basket",null,"NULL","Ihsan",0,0,0,"NULL",0,"NULL"]
["Kafr Basin",801,"SY07","Idleb","إدلب",4,"Al Ma'ra","معرة النعمان","SY0702",19,"Heish","حيش","SY070205",97,"كفرباسين","C4111","Kafr Basin","كفرباسين",35.558066,36.685671,"Food Basket",null,"NULL","Ihsan",0,0,0,"NULL",0,"NULL"]
["Kafrata",802,"SY06","Lattakia","اللاذقية",3,"Al-Haffa","الحفة","SY0603",16,"Kansaba","كنسبا","SY060303",79,"كفرتة","C3746","Kafrata","كفرتة - كنسبا",35.670975,36.077417,"Food Basket",null,"NULL","Ihsan",167,0,0,"NULL",0,"NULL"]
["Kafraya Al Mara",803,"SY07","Idleb","إدلب",4,"Al Ma'ra","معرة النعمان","SY0702",19,"Sanjar","سنجار","SY070202",94,"كفريا المعرة","C4045","Kafraya Al Mara","كفريا المعرة",35.599106,36.927173,"Food Basket",null,"NULL","Ihsan",0,0,0,"NULL",0,"NULL"]
["Kansaba",804,"SY06","Lattakia","اللاذقية",3,"Al-Haffa","الحفة","SY0603",16,"Kansaba","كنسبا","SY060303",79,"كنسبا","C3750","Kansaba","كنسبا",35.743865,36.163636,"Food Basket",null,"NULL","Ihsan",0,0,0,"NULL",0,"NULL"]
["Karmil",805,"SY06","Lattakia","اللاذقية",3,"Al-Haffa","الحفة","SY0603",16,"Kansaba","كنسبا","SY060303",79,"كرميل","C7955","Karmil","كرميل",35.77567,36.146233,"Food Basket",null,"NULL","Ihsan",0,0,0,"NULL",0,"NULL"]
["Karsanti",806,"SY07","Idleb","إدلب",4,"Al Ma'ra","معرة النعمان","SY0702",19,"Sanjar","سنجار","SY070202",94,"كرسنتي","C4035","Karsanti","كرسنتي",35.589116,36.855239,"Food Basket",null,"NULL","Ihsan",0,0,0,"NULL",0,"NULL"]
["Khayriyeh",807,"SY07","Idleb","إدلب",4,"Al Ma'ra","معرة النعمان","SY0702",19,"Sanjar","سنجار","SY070202",94,"خيرية","C4009","Khayriyeh","خيرية",35.5237,37.156502,"Food Basket",null,"NULL","Ihsan",17,0,0,"NULL",0,"NULL"]
["Karura",808,"SY06","Lattakia","اللاذقية",3,"Al-Haffa","الحفة","SY0603",16,"Kansaba","كنسبا","SY060303",79,"كارورة","C3745","Karura","كارورة",35.737394,36.11223,"Food Basket",null,"NULL","Ihsan",0,0,0,"NULL",0,"NULL"]
["Maar Hattat",809,"SY07","Idleb","إدلب",4,"Al Ma'ra","معرة النعمان","SY0702",19,"Heish","حيش","SY070205",97,"معر حطاط","C4112","Maar Hattat","معر حطاط",35.574275,36.658088,"Food Basket",null,"NULL","Ihsan",0,0,0,"NULL",0,"NULL"]
["Maarata",810,"SY07","Idleb","إدلب",4,"Al Ma'ra","معرة النعمان","SY0702",19,"Ma'arrat An Nu'man","مركز معرة النعمان","SY070200",92,"معراتة","C6598","Maarata","معراتة - مركز معرة النعمان",35.612197,36.684752,"Food Basket","Big_Heart","NULL","Ihsan",0,0,0,"NULL",0,"NULL"]
["Majdal Kikhya",811,"SY06","Lattakia","اللاذقية",3,"Al-Haffa","الحفة","SY0603",16,"Kansaba","كنسبا","SY060303",79,"مجدل كيخيا","C3743","Majdal Kikhya","مجدل كيخيا",35.716855,36.166012,"Food Basket",null,"NULL","Ihsan",0,0,0,"NULL",0,"NULL"]
["Maksar",812,"SY07","Idleb","إدلب",4,"Al Ma'ra","معرة النعمان","SY0702",19,"Sanjar","سنجار","SY070202",94,"المكسر","C4005","Maksar","المكسر",35.475026,37.088113,"Food Basket",null,"NULL","Ihsan",132,0,0,"NULL",0,"NULL"]
["Marj Elzawyeh",813,"SY06","Lattakia","اللاذقية",3,"Al-Haffa","الحفة","SY0603",16,"Kansaba","كنسبا","SY060303",79,"مرج الزاوية","C3749","Marj Elzawyeh","مرج الزاوية",35.754838,36.127462,"Food Basket",null,"NULL","Ihsan",0,0,0,"NULL",0,"NULL"]
["Mizghula",814,"SY06","Lattakia","اللاذقية",3,"Al-Haffa","الحفة","SY0603",16,"Kansaba","كنسبا","SY060303",79,"مزغولة","C7951","Mizghula","مزغولة",35.76437,36.172911,"Food Basket",null,"NULL","Ihsan",0,0,0,"NULL",0,"NULL"]
["Mizyen",815,"SY06","Lattakia","اللاذقية",3,"Al-Haffa","الحفة","SY0603",16,"Kansaba","كنسبا","SY060303",79,"مزين","C3747","Mizyen","مزين",35.727492,36.112311,"Food Basket",null,"NULL","Ihsan",0,0,0,"NULL",0,"NULL"]
["Moqa",816,"SY07","Idleb","إدلب",4,"Al Ma'ra","معرة النعمان","SY0702",19,"Heish","حيش","SY070205",97,"موقة","C4109","Moqa","موقة",35.498858,36.640125,"Food Basket",null,"NULL","Ihsan",0,0,0,"NULL",0,"NULL"]
["Mreiheb",817,"SY07","Idleb","إدلب",4,"Al Ma'ra","معرة النعمان","SY0702",19,"Sanjar","سنجار","SY070202",94,"المريجب","C3996","Mreiheb","المريجب",35.548817,37.157936,"Food Basket",null,"NULL","Ihsan",87,0,0,"NULL",0,"NULL"]
["Mutawaseta",818,"SY07","Idleb","إدلب",4,"Al Ma'ra","معرة النعمان","SY0702",19,"Sanjar","سنجار","SY070202",94,"المتوسطة","C4020","Mutawaseta (Sanjar)","المتوسطة - سنجار",35.591235,36.98069,"Food Basket",null,"NULL","Ihsan",0,0,0,"NULL",0,"NULL"]
["Mzair'a",819,"SY06","Lattakia","اللاذقية",3,"Al-Haffa","الحفة","SY0603",16,"Mzair'a","مزيرعة","SY060304",80,"مزيرعة","C3774","Mzair'a","مزيرعة",35.529567,36.069614,"Food Basket",null,"NULL","Ihsan",1595,0,0,"NULL",0,"NULL"]
["Nahshba",820,"SY06","Lattakia","اللاذقية",3,"Al-Haffa","الحفة","SY0603",16,"Kansaba","كنسبا","SY060303",79,"نحشبا","C6644","Nahshba","نحشبا",35.730698,36.199361,"Food Basket",null,"NULL","Ihsan",0,0,0,"NULL",0,"NULL"]
["Nawwara-Klz",821,"SY06","Lattakia","اللاذقية",3,"Lattakia","مركز اللاذقية","SY0600",14,"Rabee'a","ربيعة","SY060002",65,"نوارة -كلز","C6653","Nawwara-Klz","نوارة -كلز",35.852984,36.078541,"Food Basket",null,"NULL","Ihsan",0,0,0,"NULL",0,"NULL"]
["Nibaz",822,"SY07","Idleb","إدلب",4,"Al Ma'ra","معرة النعمان","SY0702",19,"Sanjar","سنجار","SY070202",94,"نباز","C4043","Nibaz","نباز",35.528242,37.071467,"Food Basket",null,"NULL","Ihsan",38,0,0,"NULL",0,"NULL"]
["Oqaiba",823,"SY06","Lattakia","اللاذقية",3,"Jablah","جبلة","SY0602",15,"Qteilbiyyeh","القطيلبية","SY060202",72,"العقيبة","C3622","Oqaiba","العقيبة",35.276498,36.000095,"Food Basket",null,"NULL","Ihsan",1880,0,0,"NULL",0,"NULL"]
["Oweinat",824,"SY06","Lattakia","اللاذقية",3,"Al-Haffa","الحفة","SY0603",16,"Kansaba","كنسبا","SY060303",79,"عوينات","C3738","Oweinat (Kansaba)","عوينات - كنسبا",35.721592,36.084827,"Food Basket",null,"NULL","Ihsan",0,0,0,"NULL",0,"NULL"]
["Qasatel",825,"SY06","Lattakia","اللاذقية",3,"Al-Haffa","الحفة","SY0603",16,"Kansaba","كنسبا","SY060303",79,"القساطل","C6643","Qasatel","القساطل",35.742724,36.117399,"Food Basket",null,"NULL","Ihsan",0,0,0,"NULL",0,"NULL"]
["Qatra",826,"SY07","Idleb","إدلب",4,"Al Ma'ra","معرة النعمان","SY0702",19,"Sanjar","سنجار","SY070202",94,"قطرة","C4044","Qatra","قطرة",35.649066,36.886203,"Food Basket",null,"NULL","Ihsan",0,0,0,"NULL",0,"NULL"]
["Rabee'a",827,"SY06","Lattakia","اللاذقية",3,"Lattakia","مركز اللاذقية","SY0600",14,"Rabee'a","ربيعة","SY060002",65,"ربيعة","C3498","Rabee'a (Rabee'a)","ربيعة - ربيعة",35.785797,36.03657,"Food Basket",null,"NULL","Ihsan",875,0,0,"NULL",0,"NULL"]
["Rasha",828,"SY06","Lattakia","اللاذقية",3,"Al-Haffa","الحفة","SY0603",16,"Kansaba","كنسبا","SY060303",79,"رشا","C7940","Rasha","رشا",35.740591,36.191729,"Food Basket",null,"NULL","Ihsan",0,0,0,"NULL",0,"NULL"]
["Rasm Abed",829,"SY07","Idleb","إدلب",4,"Idleb","مركز إدلب","SY0700",18,"Abul Thohur","أبو الظهور","SY070001",86,"رسم عابد","C3895","Rasm Abed","رسم عابد",35.708811,37.100524,"Food Basket",null,"NULL","Ihsan",0,0,0,"NULL",0,"NULL"]
["Sahyan",830,"SY07","Idleb","إدلب",4,"Al Ma'ra","معرة النعمان","SY0702",19,"Heish","حيش","SY070205",97,"صهيان","C4104","Sahyan","صهيان",35.52523,36.662578,"Food Basket",null,"NULL","Ihsan",0,0,0,"NULL",0,"NULL"]
["Salhiyeh",831,"SY07","Idleb","إدلب",4,"Jisr-Ash-Shugur","جسر الشغور","SY0704",21,"Jisr-Ash-Shugur","مركز جسر الشغور","SY070400",104,"الصالحية","C4192","Salhiyeh (Jisr-Ash-Shugur)","الصالحية - مركز جسر الشغور",35.799144,36.306446,"Food Basket",null,"NULL","Ihsan",206,0,0,"NULL",0,"NULL"]
["Salma",832,"SY06","Lattakia","اللاذقية",3,"Al-Haffa","الحفة","SY0603",16,"Salanfa","صلنفة","SY060301",77,"سلمى","C3704","Salma","سلمى",35.688009,36.139573,"Food Basket",null,"NULL","Ihsan",0,0,0,"NULL",0,"NULL"]
["Sanjar",833,"SY07","Idleb","إدلب",4,"Al Ma'ra","معرة النعمان","SY0702",19,"Sanjar","سنجار","SY070202",94,"سنجار","C4024","Sanjar","سنجار",35.590616,37.005636,"Food Basket",null,"NULL","Ihsan",2370,0,0,"NULL",0,"NULL"]
["Saraf",834,"SY06","Lattakia","اللاذقية",3,"Lattakia","مركز اللاذقية","SY0600",14,"Rabee'a","ربيعة","SY060002",65,"صرف","C7976","Saraf","صرف",35.823417,36.059552,"Food Basket",null,"NULL","Ihsan",0,0,0,"NULL",0,"NULL"]
["Sayadi",835,"SY07","Idleb","إدلب",4,"Al Ma'ra","معرة النعمان","SY0702",19,"Sanjar","سنجار","SY070202",94,"الصيادى","C4026","Sayadi","الصيادى",35.612447,36.895258,"Food Basket",null,"NULL","Ihsan",0,0,0,"NULL",0,"NULL"]
["Seraa",836,"SY07","Idleb","إدلب",4,"Al Ma'ra","معرة النعمان","SY0702",19,"Sanjar","سنجار","SY070202",94,"صراع","C4022","Seraa","صراع",35.572903,37.050061,"Food Basket",null,"NULL","Ihsan",2395,0,0,"NULL",0,"NULL"]
["Shahrura - Shamruran",837,"SY06","Lattakia","اللاذقية",3,"Lattakia","مركز اللاذقية","SY0600",14,"Rabee'a","ربيعة","SY060002",65,"شحرورة_شمروران","C3503","Shahrura - Shamruran","شحرورة_شمروران",35.822632,36.105109,"Food Basket",null,"NULL","Ihsan",0,0,0,"NULL",0,"NULL"]
["Shalaf",838,"SY06","Lattakia","اللاذقية",3,"Al-Haffa","الحفة","SY0603",16,"Kansaba","كنسبا","SY060303",79,"شلف","C3730","Shalaf","شلف",35.7298,36.170053,"Food Basket",null,"NULL","Ihsan",0,0,0,"NULL",0,"NULL"]
["Shara - Sharat Elajayez",839,"SY07","Idleb","إدلب",4,"Al Ma'ra","معرة النعمان","SY0702",19,"Sanjar","سنجار","SY070202",94,"الشعرة_شعرة العجائز","C4011","Shara - Sharat Elajayez","الشعرة_شعرة العجائز",35.644352,36.912572,"Food Basket",null,"NULL","Ihsan",0,0,0,"NULL",0,"NULL"]
["Sheikh Barakeh",840,"SY07","Idleb","إدلب",4,"Al Ma'ra","معرة النعمان","SY0702",19,"Sanjar","سنجار","SY070202",94,"الشيخ بركة","C4015","Sheikh Barakeh","الشيخ بركة",35.559823,36.976032,"Food Basket",null,"NULL","Ihsan",158,0,0,"NULL",0,"NULL"]
["Sheikh Dames",841,"SY07","Idleb","إدلب",4,"Al Ma'ra","معرة النعمان","SY0702",19,"Heish","حيش","SY070205",97,"الشيخ دامس","C4107","Sheikh Dames","الشيخ دامس",35.546634,36.617027,"Food Basket",null,"NULL","Ihsan",0,0,0,"NULL",0,"NULL"]
["Sheikh Mustafa",842,"SY07","Idleb","إدلب",4,"Al Ma'ra","معرة النعمان","SY0702",19,"Kafr Nobol","كفر نبل","SY070203",95,"الشيخ مصطفى","C4055","Sheikh Mustafa","الشيخ مصطفى",35.51842,36.552944,"Food Basket",null,"NULL","Ihsan",0,0,0,"NULL",0,"NULL"]
["Sokiat",843,"SY07","Idleb","إدلب",4,"Al Ma'ra","معرة النعمان","SY0702",19,"Tamanaah","التمانعة","SY070204",96,"السكيات","C7881","Sokiat","السكيات",35.479743,36.776381,"Food Basket",null,"NULL","Ihsan",0,0,0,"NULL",0,"NULL"]
["Sqiah",844,"SY07","Idleb","إدلب",4,"Al Ma'ra","معرة النعمان","SY0702",19,"Sanjar","سنجار","SY070202",94,"الصقيعة","C4025","Sqiah","الصقيعة",35.615285,36.86923,"Food Basket",null,"NULL","Ihsan",0,0,0,"NULL",0,"NULL"]
["Tah",845,"SY07","Idleb","إدلب",4,"Al Ma'ra","معرة النعمان","SY0702",19,"Heish","حيش","SY070205",97,"التح","C4099","Tah","التح",35.540655,36.726414,"Food Basket",null,"NULL","Ihsan",0,0,0,"NULL",0,"NULL"]
["Tahtaya",846,"SY07","Idleb","إدلب",4,"Al Ma'ra","معرة النعمان","SY0702",19,"Heish","حيش","SY070205",97,"تحتايا","C4103","Tahtaya","تحتايا",35.510296,36.713326,"Food Basket",null,"NULL","Ihsan",0,0,0,"NULL",0,"NULL"]
["Tal Dam",847,"SY07","Idleb","إدلب",4,"Al Ma'ra","معرة النعمان","SY0702",19,"Sanjar","سنجار","SY070202",94,"تل دم","C4001","Tal Dam","تل دم",35.572506,36.894438,"Food Basket",null,"NULL","Ihsan",0,0,0,"NULL",0,"NULL"]
["Tal Elojeh",848,"SY07","Idleb","إدلب",4,"Al Ma'ra","معرة النعمان","SY0702",19,"Sanjar","سنجار","SY070202",94,"تل العوجه","C3997","Tal Elojeh","تل العوجه",35.650445,37.05682,"Food Basket",null,"NULL","Ihsan",22,0,0,"NULL",0,"NULL"]
["Tal Khanzir",849,"SY07","Idleb","إدلب",4,"Al Ma'ra","معرة النعمان","SY0702",19,"Tamanaah","التمانعة","SY070204",96,"تل خنزير","C4094","Tal Khanzir (Tamanaah)","تل خنزير - التمانعة",35.432246,36.981869,"Food Basket",null,"NULL","Ihsan",2382,0,0,"NULL",0,"NULL"]
["Tal Maraq",850,"SY07","Idleb","إدلب",4,"Al Ma'ra","معرة النعمان","SY0702",19,"Tamanaah","التمانعة","SY070204",96,"تل مرق","C4087","Tal Maraq","تل مرق",35.441897,36.844181,"Food Basket",null,"NULL","Ihsan",0,0,0,"NULL",0,"NULL"]
["Tamanaah",851,"SY07","Idleb","إدلب",4,"Al Ma'ra","معرة النعمان","SY0702",19,"Tamanaah","التمانعة","SY070204",96,"التمانعة","C4081","Tamanaah","التمانعة",35.459809,36.746461,"Food Basket",null,"NULL","Ihsan",0,0,0,"NULL",0,"NULL"]
["Tardeen",852,"SY06","Lattakia","اللاذقية",3,"Al-Haffa","الحفة","SY0603",16,"Kansaba","كنسبا","SY060303",79,"تردين","C6645","Tardeen","تردين",35.763694,36.19087,"Food Basket",null,"NULL","Ihsan",0,0,0,"NULL",0,"NULL"]
["Tertyah",853,"SY06","Lattakia","اللاذقية",3,"Al-Haffa","الحفة","SY0603",16,"Salanfa","صلنفة","SY060301",77,"ترتياح","C3698","Tertyah","ترتياح",35.680826,36.165803,"Food Basket",null,"NULL","Ihsan",0,0,0,"NULL",0,"NULL"]
["Touma",854,"SY06","Lattakia","اللاذقية",3,"Al-Haffa","الحفة","SY0603",16,"Kansaba","كنسبا","SY060303",79,"طعوما","C3729","Touma","طعوما",35.705655,36.184748,"Food Basket",null,"NULL","Ihsan",0,0,0,"NULL",0,"NULL"]
["Tqana",855,"SY07","Idleb","إدلب",4,"Al Ma'ra","معرة النعمان","SY0702",19,"Ma'arrat An Nu'man","مركز معرة النعمان","SY070200",92,"تقانة","C3958","Tqana","تقانة",35.579226,36.686193,"Food Basket",null,"NULL","Ihsan",0,0,0,"NULL",0,"NULL"]
["Um Rjem",856,"SY07","Idleb","إدلب",4,"Al Ma'ra","معرة النعمان","SY0702",19,"Sanjar","سنجار","SY070202",94,"أم رجيم","C6603","Um Rjem","أم رجيم ",35.551972,36.94737,"Food Basket",null,"NULL","Ihsan",0,0,0,"NULL",0,"NULL"]
["Um Sehrij",857,"SY07","Idleb","إدلب",4,"Al Ma'ra","معرة النعمان","SY0702",19,"Sanjar","سنجار","SY070202",94,"ام صهريج","C4012","Um Sehrij","ام صهريج - سنجار",35.49916,36.954873,"Food Basket",null,"NULL","Ihsan",0,0,0,"NULL",0,"NULL"]
["Wadi Baur",858,"SY06","Lattakia","اللاذقية",3,"Al-Haffa","الحفة","SY0603",16,"Kansaba","كنسبا","SY060303",79,"وادي باصور","C3748","Wadi Baur","وادي باصور",35.739836,36.144509,"Food Basket",null,"NULL","Ihsan",0,0,0,"NULL",0,"NULL"]
["Wadi Elshikhan",859,"SY06","Lattakia","اللاذقية",3,"Al-Haffa","الحفة","SY0603",16,"Kansaba","كنسبا","SY060303",79,"وادي الشيخان","C3744","Wadi Elshikhan","وادي الشيخان",35.714415,36.096184,"Food Basket",null,"NULL","Ihsan",0,0,0,"NULL",0,"NULL"]
["Western Deir",860,"SY07","Idleb","إدلب",4,"Al Ma'ra","معرة النعمان","SY0702",19,"Ma'arrat An Nu'man","مركز معرة النعمان","SY070200",92,"دير الغربي","C3968","Western Deir","دير الغربي",35.591137,36.685352,"Food Basket",null,"NULL","Ihsan",0,0,0,"NULL",0,"NULL"]
["Zaytunah",861,"SY06","Lattakia","اللاذقية",3,"Lattakia","مركز اللاذقية","SY0600",14,"Rabee'a","ربيعة","SY060002",65,"زيتونة","C7970","Zaytunah","زيتونة - خناصر",35.810886,36.132991,"Food Basket",null,"NULL","Ihsan",0,0,1,"NULL",0,"NULL"]
["Kharab Aamer",862,"SY07","Idleb","إدلب",4,"Jisr-Ash-Shugur","جسر الشغور","SY0704",21,"Darkosh","دركوش","SY070402",106,"خراب عامر","C4247","Thahr","الظهر",35.969294,36.427078,"Out GOAL Area","Out GOAL Area","NULL","NULL",1040,0,0,"NULL",0,"NULL"]
["Abo-reshaa",863,"SY06","Lattakia","اللاذقية",3,"Lattakia","مركز اللاذقية","SY0600",14,"Lattakia","مركز اللاذقية","SY060000",63,"ابو رشاء","C3480","Lattakia","اللاذقية",35.539149,35.789569,"Food Basket",null,"NULL","Ihsan",0,0,0,"NULL",0,"NULL"]
["Al Dar Alkabira",864,"SY07","Idleb","إدلب",4,"Al Ma'ra","معرة النعمان","SY0702",19,"Kafr Nobol","كفر نبل","SY070203",95,"الدار الكبيرة","C4057","Big Dara","دارة الكبيرة",35.605765,36.516249,"Food Basket",null,"NULL","Ihsan",0,0,0,"NULL",0,"NULL"]
["Al kaTah",865,"SY07","Idleb","إدلب",4,"Al Ma'ra","معرة النعمان","SY0702",19,"Ma'arrat An Nu'man","مركز معرة النعمان","SY070200",92,"القطة","C3985","Ma'arrat An Nu'man","معرة النعمان",35.647569,36.676587,"Food Basket",null,"NULL","Ihsan",0,0,0,"NULL",0,"NULL"]
["al sarg",866,"SY07","Idleb","إدلب",4,"Al Ma'ra","معرة النعمان","SY0702",19,"Sanjar","سنجار","SY070202",94,"السرج","C4024","Sanjar","سنجار",35.590616,37.005636,"Food Basket",null,"NULL","Ihsan",0,0,0,"NULL",0,"NULL"]
["al shytyb",867,"SY07","Idleb","إدلب",4,"Al Ma'ra","معرة النعمان","SY0702",19,"Tamanaah","التمانعة","SY070204",96,"الشطيب","C4090","Shatib","شطيب",35.446148,37.016939,"Food Basket",null,"NULL","Ihsan",0,0,0,"NULL",0,"NULL"]
["Al-A'alyah",868,"SY06","Lattakia","اللاذقية",3,"Lattakia","مركز اللاذقية","SY0600",14,"Lattakia","مركز اللاذقية","SY060000",63,"العالية","C3480","Lattakia","اللاذقية",35.539149,35.789569,"Food Basket",null,"NULL","Ihsan",0,0,0,"NULL",0,"NULL"]
["alarja",869,"SY07","Idleb","إدلب",4,"Al Ma'ra","معرة النعمان","SY0702",19,"Sanjar","سنجار","SY070202",94,"العرجة","C4024","Sanjar","سنجار",35.590616,37.005636,"Food Basket",null,"NULL","Ihsan",0,0,0,"NULL",0,"NULL"]
["Al-Beda",870,"SY06","Lattakia","اللاذقية",3,"Lattakia","مركز اللاذقية","SY0600",14,"Lattakia","مركز اللاذقية","SY060000",63,"البيضا","C3480","Lattakia","اللاذقية",35.539149,35.789569,"Food Basket",null,"NULL","Ihsan",0,0,0,"NULL",0,"NULL"]
["albedaa",871,"SY06","Lattakia","اللاذقية",3,"Lattakia","مركز اللاذقية","SY0600",14,"Lattakia","مركز اللاذقية","SY060000",63,"البيضاء","C3480","Lattakia","اللاذقية",35.539149,35.789569,"Food Basket",null,"NULL","Ihsan",0,0,0,"NULL",0,"NULL"]
["Al-dera",872,"SY06","Lattakia","اللاذقية",3,"Lattakia","مركز اللاذقية","SY0600",14,"Lattakia","مركز اللاذقية","SY060000",63,"الديرة","C3480","Lattakia","اللاذقية",35.539149,35.789569,"Food Basket",null,"NULL","Ihsan",0,0,0,"NULL",0,"NULL"]
["aleamla",873,"SY07","Idleb","إدلب",4,"Al Ma'ra","معرة النعمان","SY0702",19,"Sanjar","سنجار","SY070202",94,"الايملة","C4024","Sanjar","سنجار",35.590616,37.005636,"Food Basket",null,"NULL","Ihsan",0,0,0,"NULL",0,"NULL"]
["Al-farz",874,"SY06","Lattakia","اللاذقية",3,"Al-Haffa","الحفة","SY0603",16,"Salanfa","صلنفة","SY060301",77,"الفرز","C3704","Salma","سلمى",35.688009,36.139573,"Food Basket",null,"NULL","Ihsan",0,0,0,"NULL",0,"NULL"]
["algahman",875,"SY07","Idleb","إدلب",4,"Al Ma'ra","معرة النعمان","SY0702",19,"Sanjar","سنجار","SY070202",94,"الجهمان","C4023","Jahman","الجهمان",35.598946,37.098912,"Food Basket",null,"NULL","Ihsan",132,0,0,"NULL",0,"NULL"]
["Al-Hakoura",876,"SY06","Lattakia","اللاذقية",3,"Al-Haffa","الحفة","SY0603",16,"Kansaba","كنسبا","SY060303",79,"الحاكورة","C3750","Kansaba","كنسبا",35.743865,36.163636,"Food Basket",null,"NULL","Ihsan",0,0,0,"NULL",0,"NULL"]
["Al-Helwe",877,"SY06","Lattakia","اللاذقية",3,"Lattakia","مركز اللاذقية","SY0600",14,"Rabee'a","ربيعة","SY060002",65,"الحلوة","C3498","Rabee'a (Rabee'a)","ربيعة - ربيعة",35.785797,36.03657,"Food Basket",null,"NULL","Ihsan",0,0,0,"NULL",0,"NULL"]
["Al-Hour",878,"SY06","Lattakia","اللاذقية",3,"Al-Haffa","الحفة","SY0603",16,"Salanfa","صلنفة","SY060301",77,"الحور","C3704","Salma","سلمى",35.688009,36.139573,"Food Basket",null,"NULL","Ihsan",0,0,0,"NULL",0,"NULL"]
["alhsayno",879,"SY07","Idleb","إدلب",4,"Al Ma'ra","معرة النعمان","SY0702",19,"Sanjar","سنجار","SY070202",94,"الحسينو","C4024","Sanjar","سنجار",35.590616,37.005636,"Food Basket",null,"NULL","Ihsan",0,0,0,"NULL",0,"NULL"]
["Al-Kert",880,"SY06","Lattakia","اللاذقية",3,"Al-Haffa","الحفة","SY0603",16,"Salanfa","صلنفة","SY060301",77,"الكرت","C3700","Salanfa","صلنفة",35.596645,36.184078,"Food Basket",null,"NULL","Ihsan",0,0,0,"NULL",0,"NULL"]
["Al-merij",881,"SY06","Lattakia","اللاذقية",3,"Al-Haffa","الحفة","SY0603",16,"Salanfa","صلنفة","SY060301",77,"المرجة","C3704","Salma","سلمى",35.688009,36.139573,"Food Basket",null,"NULL","Ihsan",0,0,0,"NULL",0,"NULL"]
["almushyrfa",882,"SY07","Idleb","إدلب",4,"Al Ma'ra","معرة النعمان","SY0702",19,"Sanjar","سنجار","SY070202",94,"المشرفة","C4024","Sanjar","سنجار",35.590616,37.005636,"Food Basket",null,"NULL","Ihsan",0,0,0,"NULL",0,"NULL"]
["alnaserya",883,"SY07","Idleb","إدلب",4,"Al Ma'ra","معرة النعمان","SY0702",19,"Sanjar","سنجار","SY070202",94,"الناصرية","C6599","Nasriyeh (Sanjar)","الناصرية - سنجار",35.471986,37.056527,"Food Basket",null,"NULL","Ihsan",27,0,0,"NULL",0,"NULL"]
["Al-Rawda",884,"SY06","Lattakia","اللاذقية",3,"Lattakia","مركز اللاذقية","SY0600",14,"Rabee'a","ربيعة","SY060002",65,"الروضة","C3498","Rabee'a (Rabee'a)","ربيعة - ربيعة",35.785797,36.03657,"Food Basket",null,"NULL","Ihsan",0,0,0,"NULL",0,"NULL"]
["alryaa",885,"SY07","Idleb","إدلب",4,"Al Ma'ra","معرة النعمان","SY0702",19,"Sanjar","سنجار","SY070202",94,"الريعة","C4024","Sanjar","سنجار",35.590616,37.005636,"Food Basket",null,"NULL","Ihsan",0,0,0,"NULL",0,"NULL"]
["Al-Sohaqeyah",886,"SY06","Lattakia","اللاذقية",3,"Al-Haffa","الحفة","SY0603",16,"Kansaba","كنسبا","SY060303",79,"السحاقية","C3750","Kansaba","كنسبا",35.743865,36.163636,"Food Basket",null,"NULL","Ihsan",0,0,0,"NULL",0,"NULL"]
["altyna",887,"SY07","Idleb","إدلب",4,"Al Ma'ra","معرة النعمان","SY0702",19,"Sanjar","سنجار","SY070202",94,"التينة","C4013","Um Tini","ام تيني",35.554529,36.89134,"Food Basket",null,"NULL","Ihsan",0,0,0,"NULL",0,"NULL"]
["aluja",888,"SY07","Idleb","إدلب",4,"Al Ma'ra","معرة النعمان","SY0702",19,"Sanjar","سنجار","SY070202",94,"العوجة","C4006","Ojeh","العوجة",35.634743,37.021442,"Food Basket",null,"NULL","Ihsan",66,0,0,"NULL",0,"NULL"]
["Al-yamam",889,"SY06","Lattakia","اللاذقية",3,"Lattakia","مركز اللاذقية","SY0600",14,"Rabee'a","ربيعة","SY060002",65,"اليمام","C3498","Rabee'a (Rabee'a)","ربيعة - ربيعة",35.785797,36.03657,"Food Basket",null,"NULL","Ihsan",0,0,0,"NULL",0,"NULL"]
["am khushoof",890,"SY07","Idleb","إدلب",4,"Al Ma'ra","معرة النعمان","SY0702",19,"Sanjar","سنجار","SY070202",94,"ام خشوف","C4024","Sanjar","سنجار",35.590616,37.005636,"Food Basket",null,"NULL","Ihsan",0,0,0,"NULL",0,"NULL"]
["Barza",891,"SY06","Lattakia","اللاذقية",3,"Al-Haffa","الحفة","SY0603",16,"Kansaba","كنسبا","SY060303",79,"برزة","C7941","Lower Barzah","برزة تحتاني",35.741886,36.217567,"Food Basket",null,"NULL","Ihsan",0,0,0,"NULL",0,"NULL"]
["beetarab",892,"SY06","Lattakia","اللاذقية",3,"Lattakia","مركز اللاذقية","SY0600",14,"Lattakia","مركز اللاذقية","SY060000",63,"بيت عرب","C3480","Lattakia","اللاذقية",35.539149,35.789569,"Food Basket",null,"NULL","Ihsan",0,0,0,"NULL",0,"NULL"]
["beethashem",893,"SY06","Lattakia","اللاذقية",3,"Lattakia","مركز اللاذقية","SY0600",14,"Lattakia","مركز اللاذقية","SY060000",63,"بيت هاشم","C3480","Lattakia","اللاذقية",35.539149,35.789569,"Food Basket",null,"NULL","Ihsan",0,0,0,"NULL",0,"NULL"]
["beethmeek",894,"SY06","Lattakia","اللاذقية",3,"Lattakia","مركز اللاذقية","SY0600",14,"Lattakia","مركز اللاذقية","SY060000",63,"بيت حميك","C3480","Lattakia","اللاذقية",35.539149,35.789569,"Food Basket",null,"NULL","Ihsan",0,0,0,"NULL",0,"NULL"]
["Besherfa Al-Gharbia",895,"SY06","Lattakia","اللاذقية",3,"Al-Haffa","الحفة","SY0603",16,"Kansaba","كنسبا","SY060303",79,"بشيرفة الغربية","C3750","Kansaba","كنسبا",35.743865,36.163636,"Food Basket",null,"NULL","Ihsan",0,0,0,"NULL",0,"NULL"]
["Besherfa Al-Sharqeyah",896,"SY06","Lattakia","اللاذقية",3,"Lattakia","مركز اللاذقية","SY0600",14,"Lattakia","مركز اللاذقية","SY060000",63,"بشيرفة الشرقية","C3480","Lattakia","اللاذقية",35.539149,35.789569,"Food Basket",null,"NULL","Ihsan",0,0,0,"NULL",0,"NULL"]
["Boz Al-Kherbeh",897,"SY06","Lattakia","اللاذقية",3,"Lattakia","مركز اللاذقية","SY0600",14,"Lattakia","مركز اللاذقية","SY060000",63,"بوز الخربة","C3480","Lattakia","اللاذقية",35.539149,35.789569,"Food Basket",null,"NULL","Ihsan",0,0,0,"NULL",0,"NULL"]
["Dair Ammar",898,"SY07","Idleb","إدلب",4,"Al Ma'ra","معرة النعمان","SY0702",19,"Heish","حيش","SY070205",97,"دير عمار","C4105","Heish","حيش",35.547501,36.644047,"Food Basket",null,"NULL","Ihsan",0,0,0,"NULL",0,"NULL"]
["Dar Alsalam",899,"SY07","Idleb","إدلب",4,"Al Ma'ra","معرة النعمان","SY0702",19,"Heish","حيش","SY070205",97,"دير السلام","C4105","Heish","حيش",35.547501,36.644047,"Food Basket",null,"NULL","Ihsan",0,0,0,"NULL",0,"NULL"]
["Dewrshan",900,"SY06","Lattakia","اللاذقية",3,"Lattakia","مركز اللاذقية","SY0600",14,"Lattakia","مركز اللاذقية","SY060000",63,"دورشان","C3480","Lattakia","اللاذقية",35.539149,35.789569,"Food Basket",null,"NULL","Ihsan",0,0,0,"NULL",0,"NULL"]
["dghdagan",901,"SY06","Lattakia","اللاذقية",3,"Lattakia","مركز اللاذقية","SY0600",14,"Lattakia","مركز اللاذقية","SY060000",63,"دغدعان","C3480","Lattakia","اللاذقية",35.539149,35.789569,"Food Basket",null,"NULL","Ihsan",0,0,0,"NULL",0,"NULL"]
["Ein Al-ghazal",902,"SY06","Lattakia","اللاذقية",3,"Al-Haffa","الحفة","SY0603",16,"Kansaba","كنسبا","SY060303",79,"عين الغزال","C3750","Kansaba","كنسبا",35.743865,36.163636,"Food Basket",null,"NULL","Ihsan",0,0,0,"NULL",0,"NULL"]
["Etera",903,"SY06","Lattakia","اللاذقية",3,"Lattakia","مركز اللاذقية","SY0600",14,"Rabee'a","ربيعة","SY060002",65,"عطرة","C3498","Rabee'a (Rabee'a)","ربيعة - ربيعة",35.785797,36.03657,"Food Basket",null,"NULL","Ihsan",0,0,0,"NULL",0,"NULL"]
["Hadeetha",904,"SY07","Idleb","إدلب",4,"Al Ma'ra","معرة النعمان","SY0702",19,"Heish","حيش","SY070205",97,"حديثة","C4105","Heish","حيش",35.547501,36.644047,"Food Basket",null,"NULL","Ihsan",0,0,0,"NULL",0,"NULL"]
["Hardaben",905,"SY06","Lattakia","اللاذقية",3,"Lattakia","مركز اللاذقية","SY0600",14,"Lattakia","مركز اللاذقية","SY060000",63,"حردابن","C3480","Lattakia","اللاذقية",35.539149,35.789569,"Food Basket",null,"NULL","Ihsan",0,0,0,"NULL",0,"NULL"]
["Jarablus",906,"SY07","Idleb","إدلب",4,"Al Ma'ra","معرة النعمان","SY0702",19,"Heish","حيش","SY070205",97,"جرابلس","C4105","Heish","حيش",35.547501,36.644047,"Food Basket",null,"NULL","Ihsan",23636,0,0,"NULL",0,"NULL"]
["Kafar Mazdah",907,"SY07","Idleb","إدلب",4,"Al Ma'ra","معرة النعمان","SY0702",19,"Heish","حيش","SY070205",97,"كفر مزدة","C4105","Heish","حيش",35.547501,36.644047,"Food Basket",null,"NULL","Ihsan",0,0,0,"NULL",0,"NULL"]
["Kallas",908,"SY06","Lattakia","اللاذقية",3,"Al-Haffa","الحفة","SY0603",16,"Kansaba","كنسبا","SY060303",79,"كلاس","C3750","Kansaba","كنسبا",35.743865,36.163636,"Food Basket",null,"NULL","Ihsan",0,0,0,"NULL",0,"NULL"]
["Kdean",909,"SY06","Lattakia","اللاذقية",3,"Al-Haffa","الحفة","SY0603",16,"Salanfa","صلنفة","SY060301",77,"كدين","C3704","Salma","سلمى",35.688009,36.139573,"Food Basket",null,"NULL","Ihsan",0,0,0,"NULL",0,"NULL"]
["Kdeen",910,"SY06","Lattakia","اللاذقية",3,"Al-Haffa","الحفة","SY0603",16,"Salanfa","صلنفة","SY060301",77,"كدين","C3704","Salma","سلمى",35.688009,36.139573,"Food Basket",null,"NULL","Ihsan",0,0,0,"NULL",0,"NULL"]
["lupida",911,"SY07","Idleb","إدلب",4,"Al Ma'ra","معرة النعمان","SY0702",19,"Sanjar","سنجار","SY070202",94,"عبيدة","C4024","Sanjar","سنجار",35.590616,37.005636,"Food Basket",null,"NULL","Ihsan",0,0,0,"NULL",0,"NULL"]
["Ma'arbaya",912,"SY06","Lattakia","اللاذقية",3,"Lattakia","مركز اللاذقية","SY0600",14,"Lattakia","مركز اللاذقية","SY060000",63,"معربايا","C3480","Lattakia","اللاذقية",35.539149,35.789569,"Food Basket",null,"NULL","Ihsan",0,0,0,"NULL",0,"NULL"]
["Maaret Al Seen",913,"SY07","Idleb","إدلب",4,"Al Ma'ra","معرة النعمان","SY0702",19,"Kafr Nobol","كفر نبل","SY070203",95,"معرتصين","C4063","Maar Tesin","معر تصين",35.573692,36.518256,"Food Basket",null,"NULL","Ihsan",0,0,0,"NULL",0,"NULL"]
["maraia",914,"SY07","Idleb","إدلب",4,"Al Ma'ra","معرة النعمان","SY0702",19,"Sanjar","سنجار","SY070202",94,"معرايا","C4024","Sanjar","سنجار",35.590616,37.005636,"Food Basket",null,"NULL","Ihsan",0,0,0,"NULL",0,"NULL"]
["Marg khawkhah",915,"SY06","Lattakia","اللاذقية",3,"Al-Haffa","الحفة","SY0603",16,"Salanfa","صلنفة","SY060301",77,"مغر خوخة","C3704","Salma","سلمى",35.688009,36.139573,"Food Basket",null,"NULL","Ihsan",0,0,0,"NULL",0,"NULL"]
["Mazret Abbas",916,"SY07","Idleb","إدلب",4,"Al Ma'ra","معرة النعمان","SY0702",19,"Heish","حيش","SY070205",97,"مزرعة عباس","C4105","Heish","حيش",35.547501,36.644047,"Food Basket",null,"NULL","Ihsan",0,0,0,"NULL",0,"NULL"]
["Mazret chanom",917,"SY07","Idleb","إدلب",4,"Al Ma'ra","معرة النعمان","SY0702",19,"Heish","حيش","SY070205",97,"مزرعة غنوم","C4105","Heish","حيش",35.547501,36.644047,"Food Basket",null,"NULL","Ihsan",0,0,0,"NULL",0,"NULL"]
["Megheryeh",918,"SY06","Lattakia","اللاذقية",3,"Al-Haffa","الحفة","SY0603",16,"Salanfa","صلنفة","SY060301",77,"مغيرية","C3704","Salma","سلمى",35.688009,36.139573,"Food Basket",null,"NULL","Ihsan",0,0,0,"NULL",0,"NULL"]
["orange",919,"SY07","Idleb","إدلب",4,"Al Ma'ra","معرة النعمان","SY0702",19,"Sanjar","سنجار","SY070202",94,"برتقالة","C4041","Mardagana Burtuqala","مردغانة برتقالة",35.616663,37.053969,"Food Basket",null,"NULL","Ihsan",83,0,0,"NULL",0,"NULL"]
["Rabaa′ Aljour",920,"SY07","Idleb","إدلب",4,"Al Ma'ra","معرة النعمان","SY0702",19,"Heish","حيش","SY070205",97,"ربيع الجور","C4105","Heish","حيش",35.547501,36.644047,"Food Basket",null,"NULL","Ihsan",0,0,0,"NULL",0,"NULL"]
["rajm alqat",921,"SY07","Idleb","إدلب",4,"Al Ma'ra","معرة النعمان","SY0702",19,"Sanjar","سنجار","SY070202",94,"رجم القط","C7228","Rujum Qitt","رجم القط",35.63437,36.882998,"Food Basket",null,"NULL","Ihsan",0,0,0,"NULL",0,"NULL"]
["sakeetalkert",922,"SY06","Lattakia","اللاذقية",3,"Lattakia","مركز اللاذقية","SY0600",14,"Lattakia","مركز اللاذقية","SY060000",63,"سكيتوكرت","C3480","Lattakia","اللاذقية",35.539149,35.789569,"Food Basket",null,"NULL","Ihsan",0,0,0,"NULL",0,"NULL"]
["Saldaran",923,"SY06","Lattakia","اللاذقية",3,"Lattakia","مركز اللاذقية","SY0600",14,"Lattakia","مركز اللاذقية","SY060000",63,"سالدران","C3480","Lattakia","اللاذقية",35.539149,35.789569,"Food Basket",null,"NULL","Ihsan",0,0,0,"NULL",0,"NULL"]
["Salor",924,"SY06","Lattakia","اللاذقية",3,"Lattakia","مركز اللاذقية","SY0600",14,"Rabee'a","ربيعة","SY060002",65,"سلور","C3498","Rabee'a (Rabee'a)","ربيعة - ربيعة",35.785797,36.03657,"Food Basket",null,"NULL","Ihsan",0,0,0,"NULL",0,"NULL"]
["Shanbar",925,"SY06","Lattakia","اللاذقية",3,"Al-Haffa","الحفة","SY0603",16,"Kansaba","كنسبا","SY060303",79,"شنبار","C3750","Kansaba","كنسبا",35.743865,36.163636,"Food Basket",null,"NULL","Ihsan",0,0,0,"NULL",0,"NULL"]
["Sheir kaboa",926,"SY06","Lattakia","اللاذقية",3,"Al-Haffa","الحفة","SY0603",16,"Kansaba","كنسبا","SY060303",79,"شير كابو","C3750","Kansaba","كنسبا",35.743865,36.163636,"Food Basket",null,"NULL","Ihsan",0,0,0,"NULL",0,"NULL"]
["Toros",928,"SY06","Lattakia","اللاذقية",3,"Lattakia","مركز اللاذقية","SY0600",14,"Rabee'a","ربيعة","SY060002",65,"طوروس","C3498","Rabee'a (Rabee'a)","ربيعة - ربيعة",35.785797,36.03657,"Food Basket",null,"NULL","Ihsan",0,0,0,"NULL",0,"NULL"]
["um alhalaheel",929,"SY07","Idleb","إدلب",4,"Al Ma'ra","معرة النعمان","SY0702",19,"Sanjar","سنجار","SY070202",94,"ام الهلاهيل","C4024","Sanjar","سنجار",35.590616,37.005636,"Food Basket",null,"NULL","Ihsan",0,0,0,"NULL",0,"NULL"]
["um moylat",930,"SY07","Idleb","إدلب",4,"Al Ma'ra","معرة النعمان","SY0702",19,"Sanjar","سنجار","SY070202",94,"ام المويلات","C4014","Southern Um Mweilat","أم مويلات جنوبية",35.559863,37.01427,"Food Basket",null,"NULL","Ihsan",249,0,0,"NULL",0,"NULL"]
["Wadi al-azrak",931,"SY06","Lattakia","اللاذقية",3,"Al-Haffa","الحفة","SY0603",16,"Salanfa","صلنفة","SY060301",77,"وادي الازرق","C3704","Salma","سلمى",35.688009,36.139573,"Food Basket",null,"NULL","Ihsan",0,0,0,"NULL",0,"NULL"]
["Wady Almahrook",932,"SY07","Idleb","إدلب",4,"Al Ma'ra","معرة النعمان","SY0702",19,"Heish","حيش","SY070205",97,"وادي المحروق","C4105","Heish","حيش",35.547501,36.644047,"Food Basket",null,"NULL","Ihsan",0,0,0,"NULL",0,"NULL"]
["white palace",933,"SY07","Idleb","إدلب",4,"Al Ma'ra","معرة النعمان","SY0702",19,"Sanjar","سنجار","SY070202",94,"القصر الابيض","C4042","Qasr Elabyad","قصر الأبيض",35.505441,37.011322,"Food Basket",null,"NULL","Ihsan",0,0,0,"NULL",0,"NULL"]
["Abdita",934,"SY07","Idleb","إدلب",4,"Ariha","أريحا","SY0705",22,"Ehsem","احسم","SY070501",109,"ابديتا","C4291","Abdita","ابديتا",35.718909,36.542134,"NSRF",null,"NULL","BH",770,0,0,"NULL",0,"NULL"]
["Bara",935,"SY07","Idleb","إدلب",4,"Ariha","أريحا","SY0705",22,"Ehsem","احسم","SY070501",109,"البارة","C4304","Bara","البارة",35.68518,36.541886,"NSRF",null,"NULL","BH",359,0,0,"NULL",0,"NULL"]
["Ehsem",936,"SY07","Idleb","إدلب",4,"Ariha","أريحا","SY0705",22,"Ehsem","احسم","SY070501",109,"احسم","C4295","Ehsem","احسم",35.721153,36.556492,"NSRF",null,"NULL","BH",2735,0,0,"NULL",0,"NULL"]
["Joseph",937,"SY07","Idleb","إدلب",4,"Ariha","أريحا","SY0705",22,"Ehsem","احسم","SY070501",109,"جوزف","C4303","Joseph","جوزف",35.71851,36.477635,"NSRF",null,"NULL","BH",2327,0,0,"NULL",0,"NULL"]
["Midan Ghazal",938,"SY05","Hama","حماة",2,"As-Suqaylabiyah","السقيلبية","SY0502",10,"Madiq Castle","قلعة المضيق","SY050204",49,"ميدان غزال","C7879","Midan Ghazal","ميدان غزال",35.469438,36.401833,"NSRF",null,"NULL","BH",0,0,0,"NULL",0,"NULL"]
["Sehriyeh",939,"SY05","Hama","حماة",2,"As-Suqaylabiyah","السقيلبية","SY0502",10,"Madiq Castle","قلعة المضيق","SY050204",49,"صهرية","C3204","Sehriyeh","صهرية",35.481878,36.42968,"NSRF",null,"NULL","BH",0,0,0,"NULL",0,"NULL"]
["Shahranaz",940,"SY05","Hama","حماة",2,"As-Suqaylabiyah","السقيلبية","SY0502",10,"Madiq Castle","قلعة المضيق","SY050204",49,"شهرناز","C3191","Shahranaz","شهرناز",35.516951,36.402454,"NSRF",null,"NULL","BH",0,0,0,"NULL",0,"NULL"]
["Tqad",941,"SY02","Aleppo","حلب",1,"Jebel Saman","جبل سمعان","SY0200",1,"Daret Azza","دارة عزة","SY020004",5,"تقاد","C1143","Tqad","تقاد",36.197207,36.870475,"NSRF",null,"NULL","BH",1450,0,0,"NULL",0,"NULL"]
["karh gorn",981,"SY05","Hama","حماة",2,"As-Suqaylabiyah","السقيلبية","SY0502",10,"Madiq Castle","قلعة المضيق","SY050204",49,"كاراكون","C3207","Madiq Castle","قلعة المضيق",35.414389,36.388952,"NSRF","NULL","NULL","BH",0,0,0,"NULL",0,"NULL"]
["altoba",982,"SY05","Hama","حماة",2,"As-Suqaylabiyah","السقيلبية","SY0502",10,"Madiq Castle","قلعة المضيق","SY050204",49,"التوبة","C3207","Madiq Castle","قلعة المضيق",35.414389,36.388952,"NSRF","NULL","NULL","BH",700,0,0,"NULL",0,"NULL"]
["Khaldea",983,"SY05","Hama","حماة",2,"As-Suqaylabiyah","السقيلبية","SY0502",10,"Madiq Castle","قلعة المضيق","SY050204",49,"خالدية","C7196","Alkhalidiya","الخالدية - قسطل معاف",35.493679,36.401753,"NSRF",null,"NULL","BH",0,0,0,"NULL",0,"NULL"]
["Gab Sleman",984,"SY05","Hama","حماة",2,"As-Suqaylabiyah","السقيلبية","SY0502",10,"Madiq Castle","قلعة المضيق","SY050204",49,"غاب سليمان","C3207","Madiq Castle","قلعة المضيق",35.414389,36.388952,"NSRF",null,"NULL","BH",0,0,0,"NULL",0,"NULL"]
["Horta",985,"SY05","Hama","حماة",2,"As-Suqaylabiyah","السقيلبية","SY0502",10,"Madiq Castle","قلعة المضيق","SY050204",49,"حورتا","C3207","Madiq Castle","قلعة المضيق",35.414389,36.388952,"NSRF",null,"NULL","BH",0,0,0,"NULL",0,"NULL"]
["Mostereha",986,"SY05","Hama","حماة",2,"As-Suqaylabiyah","السقيلبية","SY0502",10,"Madiq Castle","قلعة المضيق","SY050204",49,"موستيرها","C3207","Madiq Castle","قلعة المضيق",35.414389,36.388952,"NSRF",null,"NULL","BH",0,0,0,"NULL",0,"NULL"]
["Sharka",987,"SY05","Hama","حماة",2,"As-Suqaylabiyah","السقيلبية","SY0502",10,"Madiq Castle","قلعة المضيق","SY050204",49,"شاركا","C3207","Madiq Castle","قلعة المضيق",35.414389,36.388952,"NSRF",null,"NULL","BH",0,0,0,"NULL",0,"NULL"]
["Korra",988,"SY05","Hama","حماة",2,"As-Suqaylabiyah","السقيلبية","SY0502",10,"Madiq Castle","قلعة المضيق","SY050204",49,"كورة","C7195","Koura","كورة",35.485651,36.443733,"NSRF",null,"NULL","BH",0,0,0,"NULL",0,"NULL"]
["Shar Makar",989,"SY05","Hama","حماة",2,"As-Suqaylabiyah","السقيلبية","SY0502",10,"Madiq Castle","قلعة المضيق","SY050204",49,"شرمقر","C3207","Madiq Castle","قلعة المضيق",35.414389,36.388952,"NSRF",null,"NULL","BH",0,0,0,"NULL",0,"NULL"]
["Abkally",990,"SY07","Idleb","إدلب",4,"Ariha","أريحا","SY0705",22,"Ariha","مركز أريحا","SY070500",108,"ابقللي","C4270","Abkally","ابقللي",35.768357,36.631393,"Food Basket",null,"NULL","BH",693,0,0,"NULL",0,"NULL"]
["Al-Qiyasat",991,"SY07","Idleb","إدلب",4,"Ariha","أريحا","SY0705",22,"Ariha","مركز أريحا","SY070500",108,"القياسات","C7958","Al-Qiyasat","القياسات",35.782463,36.538337,"Out GOAL Area",null,"NULL","NULL",1129,0,0,"NULL",0,"NULL"]
["Ebneh",992,"SY07","Idleb","إدلب",4,"Ariha","أريحا","SY0705",22,"Ariha","مركز أريحا","SY070500",108,"ابنه","C4277","Ebneh","ابنه",35.776557,36.631701,"Food Basket",null,"NULL","BH",2388,0,0,"NULL",0,"NULL"]
["Kafr Shalaya",993,"SY07","Idleb","إدلب",4,"Ariha","أريحا","SY0705",22,"Ariha","مركز أريحا","SY070500",108,"كفر شلايا","C4289","Kafr Shalaya","كفر شلايا",35.769623,36.536849,"Out GOAL Area",null,"NULL","NULL",1632,0,0,"NULL",0,"NULL"]
["Nahleh",994,"SY07","Idleb","إدلب",4,"Ariha","أريحا","SY0705",22,"Ariha","مركز أريحا","SY070500",108,"نحلة","C4284","Nahleh","نحلة",35.783087,36.591506,"Out GOAL Area",null,"NULL","NULL",1983,0,0,"NULL",0,"NULL"]
["Reef Elmohndseen Cluster",995,"SY02","Aleppo","حلب",1,"Jebel Saman","جبل سمعان","SY0200",1,"Zarbah","الزربة","SY020005",6,"جمعية ريف المهندسين  ","C8057","Reif Al-Muhandiseen","ريف المهندسين",36.115056,36.907143,"NSRF","Out GOAL Area","NULL","BH",20,0,0,"NULL",0,"NULL"]
["Arada",996,"SY02","Aleppo","حلب",1,"Jebel Saman","جبل سمعان","SY0200",1,"Zarbah","الزربة","SY020005",6,"عرادة  ","C1164","Arada","عرادة",36.08548764,36.93785175,"Out GOAL Area","Out GOAL Area","NULL","NULL",0,0,0,"NULL",0,"NULL"]
["Alsaid-khalil",997,"SY07","Idleb","إدلب",4,"Harim","حارم","SY0703",20,"Salqin","سلقين","SY070302",100,"السيد خليل","C6617","Sayed Khalil","السيد خليل",36.207026,36.39738,"Out GOAL Area","Out GOAL Area","NULL","NULL",789,0,0,"NULL",0,"NULL"]
["Arshani",998,"SY07","Idleb","إدلب",4,"Idleb","مركز إدلب","SY0700",18,"Idleb","مركز إدلب","SY070000",85,"عرشاني","C3875","Arshani","عرشاني",35.960801,36.55382,"Out GOAL Area","Out GOAL Area","NULL","NULL",2244,1,0,"NULL",0,"NULL"]
["Anb",999,"SY07","Idleb","إدلب",4,"Ariha","أريحا","SY0705",22,"Mhambal","محمبل","SY070502",110,"انب","C4323","Anb","انب",35.732252,36.444773,"NSRF",null,"NULL","BH",1432,0,0,"NULL",0,"NULL"]
["Bsames",1000,"SY07","Idleb","إدلب",4,"Ariha","أريحا","SY0705",22,"Ehsem","احسم","SY070501",109,"بسامس","C4297","Bsames","بسامس",35.735486,36.499997,"Out GOAL Area",null,"NULL","NULL",3249,0,0,"NULL",0,"NULL"]
["Ein Laruz",1001,"SY07","Idleb","إدلب",4,"Ariha","أريحا","SY0705",22,"Ehsem","احسم","SY070501",109,"عين لاروز","C4299","Ein Laruz","عين لاروز",35.688445,36.445634,"NSRF",null,"NULL","BH",495,0,0,"NULL",0,"NULL"]
["Jadraya",1002,"SY07","Idleb","إدلب",4,"Ariha","أريحا","SY0705",22,"Mhambal","محمبل","SY070502",110,"جدرايا","C4320","Jadraya","جدرايا",35.726117,36.430128,"NSRF",null,"NULL","BH",1053,0,0,"NULL",0,"NULL"]
["Kafrmid",1003,"SY07","Idleb","إدلب",4,"Ariha","أريحا","SY0705",22,"Mhambal","محمبل","SY070502",110,"كفرميد","C4329","Kafrmid","كفرميد",35.806233,36.440991,"NSRF",null,"NULL","BH",1883,0,0,"NULL",0,"NULL"]
["Marata",1004,"SY07","Idleb","إدلب",4,"Ariha","أريحا","SY0705",22,"Ehsem","احسم","SY070501",109,"معراتة","C4307","Marata (Ehsem)","معراتة - احسم",35.710743,36.475705,"Food Basket",null,"NULL","BH",657,0,0,"NULL",0,"NULL"]
["Northern Laj",1005,"SY07","Idleb","إدلب",4,"Ariha","أريحا","SY0705",22,"Mhambal","محمبل","SY070502",110,"اللج الشمالي","C4316","Northern Laj","اللج الشمالي",35.698183,36.428444,"NSRF",null,"NULL","BH",1780,0,0,"NULL",0,"NULL"]
["Shagurit",1006,"SY07","Idleb","إدلب",4,"Ariha","أريحا","SY0705",22,"Mhambal","محمبل","SY070502",110,"شاغوريت","C4311","Shagurit","شاغوريت",35.682821,36.420019,"NSRF",null,"NULL","BH",625,0,0,"NULL",0,"NULL"]
["Tal Gazal",1007,"SY07","Idleb","إدلب",4,"Ariha","أريحا","SY0705",22,"Mhambal","محمبل","SY070502",110,"تل غزال","C4330","Mhambal","محمبل",35.784074,36.468906,"NSRF","NULL","NULL","BH",0,0,0,"NULL",0,"NULL"]
["Kafr Haya",1008,"SY07","Idleb","إدلب",4,"Ariha","أريحا","SY0705",22,"Ehsem","احسم","SY070501",109,"كفر حايا","C4306","Kafr Haya","كفر حايا",35.755139,36.585919,"NSRF",null,"NULL","BH",1381,0,0,"NULL",0,"NULL"]
["Marayan",1010,"SY07","Idleb","إدلب",4,"Ariha","أريحا","SY0705",22,"Ehsem","احسم","SY070501",109,"مرعيان","C4308","Marayan","مرعيان",35.743315,36.561375,"NSRF",null,"NULL","BH",2129,0,0,"NULL",0,"NULL"]
["Qabtan Eljabal",1011,"SY02","Aleppo","حلب",1,"Jebel Saman","جبل سمعان","SY0200",1,"Daret Azza","دارة عزة","SY020004",5,"قبتان الجبل","C1150","Qabtan Eljabal","قبتان الجبل",36.2653,36.94627,"NSRF",null,"NULL","BH",100,0,0,"NULL",0,"NULL"]
["Bulbul",1012,"SY02","Aleppo","حلب",1,"Afrin","عفرين","SY0203",3,"Bulbul","بلبل","SY020301",16,"بلبل","C1391","Bulbul","بلبل",36.769656,36.819347,"Out GOAL Area","NULL","NULL","NULL",7998,0,1,"NULL",0,"NULL"]
["Samha Kilani",1013,"SY02","Aleppo","حلب",1,"Afrin","عفرين","SY0203",3,"Bulbul","بلبل","SY020301",16,"السمحة_كيلانلي","C1392","Samha Kilani","السمحة_كيلانلي",36.704002,36.766974,"Out GOAL Area","NULL","NULL","NULL",720,0,1,"NULL",0,"NULL"]
["Oba Beik Oba Basi",1014,"SY02","Aleppo","حلب",1,"Afrin","عفرين","SY0203",3,"Bulbul","بلبل","SY020301",16,"أوبة_بيك أوبه باسي","C1393","Oba Beik Oba Basi","أوبة_بيك أوبه باسي",36.796819,36.767252,"Food Basket","RESUME","NULL","GOAL",446,0,1,"Community",0,1]
["Khader",1015,"SY02","Aleppo","حلب",1,"Afrin","عفرين","SY0203",3,"Bulbul","بلبل","SY020301",16,"خضر","C1394","Khader","خضر",36.74634,36.794874,"Food Basket","RESUME","NULL","GOAL",1500,0,1,"Community",0,1]
["Obudan",1016,"SY02","Aleppo","حلب",1,"Afrin","عفرين","SY0203",3,"Bulbul","بلبل","SY020301",16,"عبودان","C1395","Obudan","عبودان",36.755138,36.912421,"Food Basket","RESUME","NULL","GOAL",1383,0,1,"Community",0,1]
["Sharqan",1017,"SY02","Aleppo","حلب",1,"Afrin","عفرين","SY0203",3,"Bulbul","بلبل","SY020301",16,"شرقان","C1396","Sharqan","شرقان",36.733969,36.828877,"Food Basket","RESUME","NULL","GOAL",1077,0,1,"Community",0,0]
["Abel",1018,"SY02","Aleppo","حلب",1,"Afrin","عفرين","SY0203",3,"Bulbul","بلبل","SY020301",16,"أبل","C1397","Abel","أبل - بلبل",36.69364,36.846184,"Food Basket","RESUME","NULL","GOAL",437,0,1,"Community",0,1]
["Dik",1019,"SY02","Aleppo","حلب",1,"Afrin","عفرين","SY0203",3,"Bulbul","بلبل","SY020301",16,"الديك","C1398","Dik","الديك",36.68495,36.771902,"Out GOAL Area","NULL","NULL","NULL",393,0,1,"NULL",0,"NULL"]
["Deir Hasan",1020,"SY02","Aleppo","حلب",1,"Afrin","عفرين","SY0203",3,"Bulbul","بلبل","SY020301",16,"دير حسن","C1399","Deir Hasan","دير حسن",36.662449,36.844318,"NSRF","Out GOAL Area",210,"BH",1106,0,0,"NULL",0,"NULL"]
["Sara",1021,"SY02","Aleppo","حلب",1,"Afrin","عفرين","SY0203",3,"Bulbul","بلبل","SY020301",16,"السعرة","C1400","Sara","السعرة",36.773024,36.782773,"Food Basket","RESUME","NULL","GOAL",520,0,1,"Community",0,1]
["Yabseh",1022,"SY02","Aleppo","حلب",1,"Afrin","عفرين","SY0203",3,"Bulbul","بلبل","SY020301",16,"اليابسة","C1401","Yabseh","اليابسة",36.686656,36.834377,"Food Basket","RESUME","NULL","GOAL",1270,0,1,"Community",0,1]
["Hajeb - Qash Ogli",1023,"SY02","Aleppo","حلب",1,"Afrin","عفرين","SY0203",3,"Bulbul","بلبل","SY020301",16,"الحاجب_قاش أوغلي","C1402","Hajeb - Qash Ogli","الحاجب_قاش أوغلي",36.716554,36.839372,"Food Basket","RESUME","NULL","GOAL",190,0,1,"Community",0,1]
["Ras Ahmar",1024,"SY02","Aleppo","حلب",1,"Afrin","عفرين","SY0203",3,"Bulbul","بلبل","SY020301",16,"الرأس الأحمر","C1403","Ras Ahmar","الرأس الأحمر",36.685469,36.87367,"Food Basket","RESUME","NULL","GOAL",726,0,1,"Community",0,1]
["Khalil - Khleilak",1025,"SY02","Aleppo","حلب",1,"Afrin","عفرين","SY0203",3,"Bulbul","بلبل","SY020301",16,"الخليل_خليلاك","C1404","Khalil - Khleilak","الخليل_خليلاك",36.694192,36.806778,"Food Basket","RESUME","NULL","GOAL",986,0,1,"Community",0,1]
["Sagher - Sagher Oba Si",1026,"SY02","Aleppo","حلب",1,"Afrin","عفرين","SY0203",3,"Bulbul","بلبل","SY020301",16,"صاغر_صاغر أوبه سي","C1405","Sagher - Sagher Oba Si","صاغر_صاغر أوبه سي",36.702701,36.780396,"Out GOAL Area","NULL","NULL","NULL",371,0,1,"NULL",0,"NULL"]
["Za'ra",1027,"SY02","Aleppo","حلب",1,"Afrin","عفرين","SY0203",3,"Bulbul","بلبل","SY020301",16,"زعرة","C1406","Za'ra","زعرة",36.785448,36.803246,"Out GOAL Area","Out GOAL Area","NULL","GOAL",1551,0,1,"Community",0,"NULL"]
["Bali - Koy",1028,"SY02","Aleppo","حلب",1,"Afrin","عفرين","SY0203",3,"Bulbul","بلبل","SY020301",16,"بالي_كوي","C1407","Bali - Koy","بالي_كوي",36.786385,36.835568,"Food Basket","RESUME","NULL","GOAL",528,0,1,"Community",0,1]
["Ali Elatrash - Olikar",1029,"SY02","Aleppo","حلب",1,"Afrin","عفرين","SY0203",3,"Bulbul","بلبل","SY020301",16,"علي الأطرش_عليكار","C1408","Ali Elatrash - Olikar","علي الأطرش_عليكار",36.790231,36.783877,"Food Basket","RESUME","NULL","GOAL",251,0,1,"Community",0,1]
["Okan",1030,"SY02","Aleppo","حلب",1,"Afrin","عفرين","SY0203",3,"Bulbul","بلبل","SY020301",16,"عوكان","C1409","Okan","عوكان",36.744557,36.845303,"Out GOAL Area","Out GOAL Area","NULL","GOAL",198,0,1,"Community",0,"NULL"]
["Sheikh Khoraz",1031,"SY02","Aleppo","حلب",1,"Afrin","عفرين","SY0203",3,"Bulbul","بلبل","SY020301",16,"شيخ خورز","C1410","Sheikh Khoraz","شيخ خورز",36.733497,36.889071,"Food Basket","RESUME","NULL","GOAL",1042,0,1,"Community",0,1]
["Ashani",1032,"SY02","Aleppo","حلب",1,"Afrin","عفرين","SY0203",3,"Bulbul","بلبل","SY020301",16,"عشاني","C1411","Ashani","عشاني",36.695954,36.784258,"Out GOAL Area","NULL","NULL","NULL",281,0,1,"NULL",0,"NULL"]
["Tafla",1033,"SY02","Aleppo","حلب",1,"Afrin","عفرين","SY0203",3,"Bulbul","بلبل","SY020301",16,"الطفلة","C1412","Tafla","الطفلة",36.71764,36.821162,"Food Basket","RESUME","NULL","GOAL",1179,0,1,"Community",0,1]
["Mudallala Afrin - Eastern Kotanly",1034,"SY02","Aleppo","حلب",1,"Afrin","عفرين","SY0203",3,"Bulbul","بلبل","SY020301",16,"المدللة عفرين_كوتانلي شرقي","C1413","Mudallala Afrin - Eastern Kotanly","المدللة عفرين_كوتانلي شرقي",36.694992,36.856109,"Food Basket","RESUME","NULL","GOAL",926,0,1,"Community",0,1]
["Marwiyeh",1035,"SY02","Aleppo","حلب",1,"Afrin","عفرين","SY0203",3,"Bulbul","بلبل","SY020301",16,"المروية","C1414","Marwiyeh","المروية",36.754304,36.740273,"Food Basket","RESUME","NULL","GOAL",1366,0,1,"Community",0,1]
["Qotan",1036,"SY02","Aleppo","حلب",1,"Afrin","عفرين","SY0203",3,"Bulbul","بلبل","SY020301",16,"قوطان","C1415","Qotan","قوطان",36.71059,36.800224,"Food Basket","RESUME","NULL","GOAL",483,0,1,"Community",0,1]
["Qastal Miqdad",1037,"SY02","Aleppo","حلب",1,"Afrin","عفرين","SY0203",3,"Bulbul","بلبل","SY020301",16,"قسطل مقداد","C1416","Qastal Miqdad","قسطل مقداد",36.735095,36.858195,"Food Basket","RESUME","NULL","GOAL",2120,0,1,"Community",0,1]
["Hozan",1038,"SY02","Aleppo","حلب",1,"Afrin","عفرين","SY0203",3,"Bulbul","بلبل","SY020301",16,"هوزان","C1417","Hozan","هوزان",36.719551,36.847787,"Food Basket","RESUME","NULL","GOAL",384,0,1,"Community",0,1]
["Qorna",1039,"SY02","Aleppo","حلب",1,"Afrin","عفرين","SY0203",3,"Bulbul","بلبل","SY020301",16,"قورنة","C1418","Qorna","قورنة",36.773013,36.841616,"Food Basket","RESUME","NULL","GOAL",1252,0,1,"Community",0,1]
["Zfnek",1040,"SY02","Aleppo","حلب",1,"Afrin","عفرين","SY0203",3,"Bulbul","بلبل","SY020301",16,"زفنك","C6396","Zfnek","زفنك",36.686444,36.789733,"Food Basket","RESUME","NULL","GOAL",210,0,1,"Community",0,"NULL"]
["Jolaqi",1041,"SY02","Aleppo","حلب",1,"Afrin","عفرين","SY0203",3,"Bulbul","بلبل","SY020301",16,"جولاقي","C7640","Jolaqi","جولاقي",36.736634,36.775523,"Out GOAL Area","NULL","NULL","NULL",144,0,1,"NULL",0,"NULL"]
["Beylan",1042,"SY02","Aleppo","حلب",1,"Afrin","عفرين","SY0203",3,"Bulbul","بلبل","SY020301",16,"بيلان","C8263","Beylan","بيلان",36.680065,36.868352,"Food Basket","RESUME","NULL","GOAL",658,0,1,"Community",0,1]
["Kurazli",1043,"SY02","Aleppo","حلب",1,"Afrin","عفرين","SY0203",3,"Bulbul","بلبل","SY020301",16,"قورزلي","C8278","Kurazli","قورزلي",36.724918,36.765281,"Out GOAL Area","NULL","NULL","NULL",187,0,1,"NULL",0,"NULL"]
["Dobera",1044,"SY02","Aleppo","حلب",1,"Afrin","عفرين","SY0203",3,"Bulbul","بلبل","SY020301",16,"دوبيرة","C8285","Dobera","دوبيرة",36.742067,36.787364,"Out GOAL Area","NULL","NULL","NULL",0,0,1,"NULL",0,"NULL"]
["Ali Jaru",1045,"SY02","Aleppo","حلب",1,"Afrin","عفرين","SY0203",3,"Bulbul","بلبل","SY020301",16,"علي جارو","C8286","Ali Jaru","علي جارو",36.743163,36.871431,"Food Basket","RESUME","NULL","GOAL",537,0,1,"Community",0,1]
["Hafatro",1046,"SY02","Aleppo","حلب",1,"Afrin","عفرين","SY0203",3,"Bulbul","بلبل","SY020301",16,"حفتارو","C8289","Hafatro","حفتارو",36.750149,36.910597,"Out GOAL Area","NULL","NULL","NULL",329,0,1,"NULL",0,"NULL"]
["Hayamli",1047,"SY02","Aleppo","حلب",1,"Afrin","عفرين","SY0203",3,"Bulbul","بلبل","SY020301",16,"هياملي","C8293","Hayamli","هياملي",36.777506,36.787504,"Food Basket","RESUME","NULL","GOAL",598,0,1,"Community",0,1]
["Azaz",1048,"SY02","Aleppo","حلب",1,"A'zaz","اعزاز","SY0204",4,"A'zaz","مركز اعزاز","SY020400",22,"اعزاز","C1564","Azaz","أعزاز",36.584872,37.04316,"Out GOAL Area",null,"NULL",null,113337,0,0,"NULL",0,"NULL"]
["Bazabur",1050,"SY07","Idleb","إدلب",4,"Ariha","أريحا","SY0705",22,"Ariha","مركز أريحا","SY070500",108,"بزابور","C4268","Bazabur","بزابور",35.775914,36.614978,"Out GOAL Area",null,"NULL","NULL",3024,0,0,"NULL",0,"NULL"]
["Ma'ar Tab'i",1051,"SY07","Idleb","إدلب",4,"Ariha","أريحا","SY0705",22,"Ariha","مركز أريحا","SY070500",108,"معرطبعي","C6712","Ma'ar Tab'i","معرطبعي",35.822842,36.658575,"NSRF",null,"NULL","BH",924,0,0,"NULL",0,"NULL"]
["Al Bab",1052,"SY02","Aleppo","حلب",1,"Al Bab","الباب","SY0202",2,"Al Bab","مركز الباب","SY020200",8,"الباب","C1202","Al Bab","الباب",36.369722,37.514925,"Food Voucher",null,"NULL","Ihsan",96287,0,0,"NULL",0,"NULL"]
["Sinkerli",1053,"SY02","Aleppo","حلب",1,"Afrin","عفرين","SY0203",3,"Sharan","شران","SY020304",19,"سنكرلي","C1497","Sharan (Sharan)","شران - شران",36.623205,36.948385,"Out GOAL Area","NULL","NULL","NULL",0,0,0,"NULL",0,"NULL"]
["Khirbet Sharan",1054,"SY02","Aleppo","حلب",1,"Afrin","عفرين","SY0203",3,"Sharan","شران","SY020304",19,"خربة شران","C1497","Sharan (Sharan)","شران - شران",36.612379,36.935851,"Out GOAL Area","NULL","NULL","NULL",0,0,0,"NULL",0,"NULL"]
["Sharan",1058,"SY02","Aleppo","حلب",1,"Afrin","عفرين","SY0203",3,"Sharan","شران","SY020304",19,"شران","C1497","Sharan (Sharan)","شران - شران",36.621308,36.9416,"Out GOAL Area","NULL","NULL","NULL",4898,0,0,"NULL",0,"NULL"]
["Mashaala",1059,"SY02","Aleppo","حلب",1,"Afrin","عفرين","SY0203",3,"Sharan","شران","SY020304",19,"مشعلة","C1520","Mashaala","مشعلة",36.578595,36.929945,"Out GOAL Area","NULL","NULL","NULL",1645,0,0,"NULL",0,"NULL"]
["Martenli",1060,"SY02","Aleppo","حلب",1,"Afrin","عفرين","SY0203",3,"Sharan","شران","SY020304",19,"مارتنلي","C1515","Doha (Sharan)","الضحى",36.595739,36.930648,"Out GOAL Area","NULL","NULL","NULL",0,0,0,"NULL",0,"NULL"]
["Kobalak",1061,"SY02","Aleppo","حلب",1,"Afrin","عفرين","SY0203",3,"Sharan","شران","SY020304",19,"كوبالك","C1519","Qatireh","قطيرة",36.625936,36.908661,"Food Basket","RESUME","NULL","GOAL",0,0,0,"Community",0,0]
["Choman",1062,"SY02","Aleppo","حلب",1,"Afrin","عفرين","SY0203",3,"Sharan","شران","SY020304",19,"جمان","C1493","Jiman","جمان",36.647064,36.939663,"Food Basket","RESUME","NULL","GOAL",1354,0,1,"Community",0,0]
["Omranli",1063,"SY02","Aleppo","حلب",1,"Afrin","عفرين","SY0203",3,"Sharan","شران","SY020304",19,"عمرانلي","C1510","Omariyeh Afrin","العمرية عفرين",36.658722,36.956188,"Food Basket","RESUME","NULL","GOAL",972,0,0,"Community",0,0]
["Arab_wiran",1064,"SY02","Aleppo","حلب",1,"Afrin","عفرين","SY0203",3,"Sharan","شران","SY020304",19,"عربويران","C1338","Oruba Afrin - Arab Wiran","العروبة عفرين_عرب ويران",36.51913,37.585073,"Food Basket","RESUME","NULL","GOAL",1682,0,0,"Community",0,0]
["Hloubi",1065,"SY02","Aleppo","حلب",1,"Afrin","عفرين","SY0203",3,"Sharan","شران","SY020304",19,"حلوبي","C1504","Big Hallubi","حلوبي كبير",36.620309,36.880468,"Out GOAL Area","NULL","NULL","NULL",903,0,0,"NULL",0,"NULL"]
["Dikmdash",1066,"SY02","Aleppo","حلب",1,"Afrin","عفرين","SY0203",3,"Sharan","شران","SY020304",19,"ديكمداش","C1511","Amud (Sharan)","العمود",36.662741,37.014838,"Out GOAL Area","NULL","NULL","NULL",0,0,0,"NULL",0,"NULL"]
["kurt kolak",1067,"SY02","Aleppo","حلب",1,"Afrin","عفرين","SY0203",3,"Sharan","شران","SY020304",19,"قورقولاك","C1513","Big Dib","الديب الكبير",36.580778,36.88562,"Out GOAL Area","NULL","NULL","NULL",1872,0,0,"NULL",0,"NULL"]
["Qastal keshk",1068,"SY02","Aleppo","حلب",1,"Afrin","عفرين","SY0203",3,"Sharan","شران","SY020304",19,"قسطل كشك","C1514","Qastal (Sharan)","القسطل - شران",36.54903,36.877988,"Food Basket","RESUME","NULL","GOAL",453,0,1,"Community",0,0]
["Naza",1070,"SY02","Aleppo","حلب",1,"Afrin","عفرين","SY0203",3,"Sharan","شران","SY020304",19,"المحببة","C1502","Mhabbaba - Naz Oshaghi","المحببة_ناز أوشاغي",36.659697,36.871696,"Food Basket","RESUME","NULL","GOAL",2593,0,1,"Community",0,0]
["Almojamma Altarbawi",1071,"SY07","Idleb","إدلب",4,"Harim","حارم","SY0703",20,"Harim","مركز حارم","SY070300",98,"مخيم المجمع التربوي","C4115","Harim","حارم",36.217008,36.522114,"Out GOAL Area",null,"NULL",null,0,0,0,"NULL",0,"NULL"]
["aliiwa center",1072,"SY07","Idleb","إدلب",4,"Harim","حارم","SY0703",20,"Harim","مركز حارم","SY070300",98,"مخيم مركز االايواء","C4115","Harim","حارم",36.214261,36.523586,"Out GOAL Area",null,"NULL",null,0,0,0,"NULL",0,"NULL"]
["Alnaeem IDPs Camp -Tlul",1073,"SY07","Idleb","إدلب",4,"Harim","حارم","SY0703",20,"Salqin","سلقين","SY070302",100,"مخيم النعيم","C4137","Tlul","التلول",36.214747,36.402361,"Out GOAL Area",null,"NULL",null,0,0,0,"NULL",0,"NULL"]
["Kabta IDPs camp",1074,"SY07","Idleb","إدلب",4,"Harim","حارم","SY0703",20,"Armanaz","أرمناز","SY070305",103,"مخيم كبته","C4185","Kabta","كبته",35.982039,36.467615,"Out GOAL Area","Out GOAL Area","NULL",null,726,0,0,"NULL",0,"NULL"]
["Alrami",1075,"SY07","Idleb","إدلب",4,"Idleb","مركز إدلب","SY0700",18,"Maaret Tamsrin","معرة تمصرين","SY070005",90,"مخيم الرامي","C3943","Haranbush","حرنبوش",36.081772,36.633169,"Out GOAL Area",null,"NULL",null,0,0,0,"NULL",0,"NULL"]
["Alkaem",1076,"SY07","Idleb","إدلب",4,"Idleb","مركز إدلب","SY0700",18,"Maaret Tamsrin","معرة تمصرين","SY070005",90,"مخيم القائم","C3943","Haranbush","حرنبوش",36.060644,36.636808,"Out GOAL Area",null,"NULL",null,0,0,0,"NULL",0,"NULL"]
["Western Railway",1077,"SY07","Idleb","إدلب",4,"Idleb","مركز إدلب","SY0700",18,"Maaret Tamsrin","معرة تمصرين","SY070005",90,"مخيم السكه الغربي","C3943","Haranbush","حرنبوش",36.061214,36.641111,"Out GOAL Area",null,"NULL",null,0,0,0,"NULL",0,"NULL"]
["Eastern Railway",1078,"SY07","Idleb","إدلب",4,"Idleb","مركز إدلب","SY0700",18,"Maaret Tamsrin","معرة تمصرين","SY070005",90,"مخيم السكه الشرقي","C3943","Haranbush","حرنبوش",36.105211,36.541461,"Out GOAL Area",null,"NULL",null,0,0,0,"NULL",0,"NULL"]
["Kahatayn 1 IDPs camp",1079,"SY07","Idleb","إدلب",4,"Idleb","مركز إدلب","SY0700",18,"Maaret Tamsrin","معرة تمصرين","SY070005",90,"مخيم كهاتين 1","C3943","Haranbush","حرنبوش",36.061606,36.638019,"Out GOAL Area",null,"NULL",null,579,0,0,"NULL",0,"NULL"]
["Haj Ibraheem car washer- IDPs camp",1080,"SY07","Idleb","إدلب",4,"Idleb","مركز إدلب","SY0700",18,"Maaret Tamsrin","معرة تمصرين","SY070005",90,"مخيم مغسله حج ابراهيم","C3943","Haranbush","حرنبوش",36.059361,36.650739,"NSRF",null,"NULL","BH",0,0,0,"NULL",0,"NULL"]
["Kahatayn 2",1081,"SY07","Idleb","إدلب",4,"Idleb","مركز إدلب","SY0700",18,"Maaret Tamsrin","معرة تمصرين","SY070005",90,"مخيم كهاتين 2","C3943","Haranbush","حرنبوش",36.074119,36.639894,"NSRF",null,"NULL","BH",0,0,0,"NULL",0,"NULL"]
["ALKhazzan IDPs Camp",1082,"SY07","Idleb","إدلب",4,"Jisr-Ash-Shugur","جسر الشغور","SY0704",21,"Darkosh","دركوش","SY070402",106,"مخيم الخزان","C4254","Mreimin (Darkosh)","مريمين - دركوش",35.920462,36.415703,"Out GOAL Area","Out GOAL Area","NULL",null,243,0,0,"NULL",0,"NULL"]
["Alsekka 2 IDPs camp",1083,"SY07","Idleb","إدلب",4,"Idleb","مركز إدلب","SY0700",18,"Idleb","مركز إدلب","SY070000",85,"مخيم الثقه","C6689","Bshmaron","بشمارون",35.957939,36.538237,"Out GOAL Area","Out GOAL Area","NULL",null,0,0,0,"NULL",0,"NULL"]
["Eastern Mountain IDPs camp",1084,"SY07","Idleb","إدلب",4,"Harim","حارم","SY0703",20,"Kafr Takharim","كفر تخاريم","SY070303",101,"مخيم الجبل الشرقي","C4157","Kafr Takharim","كفر تخاريم",36.105211,36.541461,"Out GOAL Area",null,"NULL",null,242,0,0,"NULL",0,"NULL"]
["Senaa IDPs camp",1085,"SY07","Idleb","إدلب",4,"Harim","حارم","SY0703",20,"Kafr Takharim","كفر تخاريم","SY070303",101,"مخيم الصناعه","C4157","Kafr Takharim","كفر تخاريم",36.111764,36.512658,"Out GOAL Area",null,"NULL",null,705,0,0,"NULL",0,"NULL"]
["ALRAMDON and Al Hezzenayat IDPs camp",1086,"SY07","Idleb","إدلب",4,"Harim","حارم","SY0703",20,"Qourqeena","قورقينا","SY070304",102,"مخيم الخزانات-الرمضون","C4172","Kafr Aruq","كفر عروق",36.128661,36.656847,"Out GOAL Area",null,"NULL",null,0,0,0,"NULL",0,"NULL"]
["Maarrat Tamasrin/Southern Korneesh   IDPs camp",1087,"SY07","Idleb","إدلب",4,"Idleb","مركز إدلب","SY0700",18,"Maaret Tamsrin","معرة تمصرين","SY070005",90,"مخيم الكورنيش الجنوبي","C3947","Ma'arrat Tamasrin","معر تمصرين",36.0043,36.675469,"Out GOAL Area",null,"NULL",null,0,0,0,"NULL",0,"NULL"]
["NEW ALBALAAT IDPs Camp",1088,"SY07","Idleb","إدلب",4,"Jisr-Ash-Shugur","جسر الشغور","SY0704",21,"Darkosh","دركوش","SY070402",106,"مخيم البلاط الجديد","C4252","Darkosh","دركوش",36.036256,36.4281,"Out GOAL Area",null,"NULL",null,0,0,0,"NULL",0,"NULL"]
["Deir Samaan",1098,"SY02","Aleppo","حلب",1,"Jebel Saman","جبل سمعان","SY0200",1,"Daret Azza","دارة عزة","SY020004",5,"دير سمعان","C6766","Deir Samaan","دير سمعان",36.324655,36.83597,"Food Basket","NULL","NULL","BH",5833,0,0,"NULL",0,"NULL"]
["Qatoura",1099,"SY02","Aleppo","حلب",1,"Jebel Saman","جبل سمعان","SY0200",1,"Daret Azza","دارة عزة","SY020004",5,"قاطورة","C8116","Qatoura","قاطورة",36.302303,36.83015,"Food Basket","NULL","NULL","BH",2425,0,0,"NULL",0,"NULL"]
["Tuwama",1100,"SY02","Aleppo","حلب",1,"Jebel Saman","جبل سمعان","SY0200",1,"Atareb","أتارب","SY020001",2,"التوامة","C1020","Tuwama","التوامة",36.194153,36.809482,"Food Basket","NULL","NULL","BH",10969,0,0,"NULL",0,"NULL"]
["Zarzita",1101,"SY02","Aleppo","حلب",1,"Jebel Saman","جبل سمعان","SY0200",1,"Daret Azza","دارة عزة","SY020004",5,"زرزيتا","C1138","Zarzita","زرزيتا",36.293383,36.799957,"Food Basket","NULL","NULL","BH",6994,0,0,"NULL",0,"NULL"]
["Habat",1102,"SY07","Idleb","إدلب",4,"Idleb","مركز إدلب","SY0700",18,"Maaret Tamsrin","معرة تمصرين","SY070005",90,"الهباط","C6632","Habat","الهباط",35.992988,36.630244,"Food Basket","NULL","NULL","BH",638,0,1,"NULL",0,"NULL"]
["Bab Ellah",1103,"SY07","Idleb","إدلب",4,"Ariha","أريحا","SY0705",22,"Ariha","مركز أريحا","SY070500",108,"باب الله","C4271","Bab Ellah","باب الله",35.85072,36.521428,"Food Basket","NULL","NULL","BH",3121,0,0,"NULL",0,"NULL"]
["Babka",1104,"SY02","Aleppo","حلب",1,"Jebel Saman","جبل سمعان","SY0200",1,"Atareb","أتارب","SY020001",2,"بابكة","C1021","Babka","بابكة",36.14206,36.753668,"Food Basket","NULL","NULL","BH",4439,0,0,"NULL",0,"NULL"]
["Baydar Shamsu",1132,"SY07","Idleb","إدلب",4,"Ariha","أريحا","SY0705",22,"Mhambal","محمبل","SY070502",110,"بيدر شمسو","C4310","Baydar Shamsu","بيدر شمسو",35.760366,36.468424,"Food Basket","NULL","NULL","BH",1157,0,0,"NULL",0,"NULL"]
["Hmeimat",1133,"SY07","Idleb","إدلب",4,"Ariha","أريحا","SY0705",22,"Mhambal","محمبل","SY070502",110,"حميمات","C4319","Hmeimat","حميمات",35.663528,36.408185,"Food Basket","NULL","NULL","BH",630,0,0,"NULL",0,"NULL"]
["Mhambal",1134,"SY07","Idleb","إدلب",4,"Ariha","أريحا","SY0705",22,"Mhambal","محمبل","SY070502",110,"محمبل","C4330","Mhambal","محمبل",35.784074,36.468906,"Food Basket","NULL","NULL","BH",4035,0,0,"NULL",0,"NULL"]
["Jwayq",1135,"SY02","Aleppo","حلب",1,"Afrin","عفرين","SY0203",3,"Afrin","مركز عفرين","SY020300",15,"جويق","C1366","Afrin","مركز عفرين",36.511094,36.865523,"Food Basket","Big_Heart","NULL","BH",0,0,0,null,0,"NULL"]
["Khalter",1136,"SY02","Aleppo","حلب",1,"Afrin","عفرين","SY0203",3,"Afrin","مركز عفرين","SY020300",15,"خلنير","C1366","Afrin","مركز عفرين",36.511094,36.865523,"Food Basket","Big_Heart","NULL","BH",0,0,0,null,0,"NULL"]
["Tell Gazi",1137,"SY02","Aleppo","حلب",1,"Afrin","عفرين","SY0203",3,"Afrin","مركز عفرين","SY020300",15,"تل غازي","C1355","Upper Kafardali","كفردلي فوقاني",36.500339,36.7650215,"Food Basket","Big_Heart","NULL","BH",896,0,0,null,0,"NULL"]
["Kafrshil",1138,"SY02","Aleppo","حلب",1,"Afrin","عفرين","SY0203",3,"Afrin","مركز عفرين","SY020300",15,"كفرشيل","C1385","Kafrshil","كفرشيل",36.510501,36.832535,"Food Basket","Big_Heart","NULL","BH",1674,0,0,null,0,"NULL"]
["Kabiraa",1139,"SY02","Aleppo","حلب",1,"Afrin","عفرين","SY0203",3,"Afrin","مركز عفرين","SY020300",15,"الكبيرة","C1366","Afrin","مركز عفرين",36.511094,36.865523,"Food Basket","Big_Heart","NULL","BH",0,0,0,null,0,"NULL"]
["Kybar",1140,"SY02","Aleppo","حلب",1,"Afrin","عفرين","SY0203",3,"Afrin","مركز عفرين","SY020300",15,"قيبار","C1366","Afrin","مركز عفرين",36.511094,36.865523,"Food Basket","Big_Heart","NULL","BH",0,0,0,null,0,"NULL"]
["Tellef",1141,"SY02","Aleppo","حلب",1,"Afrin","عفرين","SY0203",3,"Afrin","مركز عفرين","SY020300",15,"تللف","C1355","Tellef","تللف",36.435303,36.802653,"Food Basket","Big_Heart","NULL","BH",896,0,0,null,0,"NULL"]
["Doraq",1142,"SY02","Aleppo","حلب",1,"Afrin","عفرين","SY0203",3,"Sharan","شران","SY020304",19,"دوراقا","C1506","Doraq","دوراقا",36.706494,36.910096,"Food Basket","RESUME","NULL","GOAL",1980,0,1,"Community",0,0]
["Darwish",1143,"SY02","Aleppo","حلب",1,"Afrin","عفرين","SY0203",3,"Sharan","شران","SY020304",19,"درويش","C1497","Sharan","شران",36.674067,36.901597,"Food Basket","RESUME","NULL","GOAL",0,0,0,"Community",0,0]
["Ser - Sarnjak",1144,"SY02","Aleppo","حلب",1,"Afrin","عفرين","SY0203",3,"Sharan","شران","SY020304",19,"السعر_سعرنجاك","C1508","Ser - Sarnjak","السعر_سعرنجاك",36.725783,36.911255,"Food Basket","RESUME","NULL","GOAL",1388,0,1,"Community",0,0]
["Shaltah",1145,"SY02","Aleppo","حلب",1,"Afrin","عفرين","SY0203",3,"Sharan","شران","SY020304",19,"شلتاح","C8292","Shaltah","شلتاح",36.755877,36.986826,"Food Basket","RESUME","NULL","GOAL",659,0,1,"Community",0,0]
["Dama - Ayki Dam",1146,"SY02","Aleppo","حلب",1,"Afrin","عفرين","SY0203",3,"Sharan","شران","SY020304",19,"دامة_أيكي دام","C1495","Dama - Ayki Dam","دامة_أيكي دام",36.730563,37.029497,"Food Basket","RESUME","NULL","GOAL",253,0,1,"Community",0,0]
["Marsawa",1147,"SY02","Aleppo","حلب",1,"Afrin","عفرين","SY0203",3,"Sharan","شران","SY020304",19,"مرساوا","C1523","Marsawa","مرساوا",36.762981,36.953594,"Food Basket","RESUME","NULL","GOAL",837,0,1,"Community",0,0]
["Abu Zendin",1152,"SY02","Aleppo","حلب",1,"Al Bab","الباب","SY0202",2,"Al Bab","مركز الباب","SY020200",8,"أبو الزندين","C8126","Abu Zendin","أبو الزندين",36.330935,37.4605,"Food Voucher","NULL","NULL","Ihsan",650,0,0,"NULL",0,"NULL"]
["Al Azraq",1153,"SY02","Aleppo","حلب",1,"Al Bab","الباب","SY0202",2,"Al Bab","مركز الباب","SY020200",8,"الازرق","C7466","Al Azraq","الازرق",36.369069,37.441769,"Food Voucher","NULL","NULL","Ihsan",260,0,0,"NULL",0,"NULL"]
["Baratha west",1154,"SY02","Aleppo","حلب",1,"Al Bab","الباب","SY0202",2,"Al Bab","مركز الباب","SY020200",8,"براثة غربية","C1202","Al Bab","الباب",36.369722,37.514925,"Food Voucher","NULL","NULL","Ihsan",0,0,0,"NULL",0,"NULL"]
["Baratha east",1155,"SY02","Aleppo","حلب",1,"Al Bab","الباب","SY0202",2,"Al Bab","مركز الباب","SY020200",8,"براثة شرقية","C1202","Al Bab","الباب",36.369722,37.514925,"Food Voucher","NULL","NULL","Ihsan",0,0,0,"NULL",0,"NULL"]
["Krezat",1156,"SY02","Aleppo","حلب",1,"Al Bab","الباب","SY0202",2,"Al Bab","مركز الباب","SY020200",8,"الكريزات","C1202","Al Bab","الباب",36.369722,37.514925,"Food Voucher","NULL","NULL","Ihsan",0,0,0,"NULL",0,"NULL"]
["Kufair",1157,"SY02","Aleppo","حلب",1,"Al Bab","الباب","SY0202",2,"Al Bab","مركز الباب","SY020200",8,"الكفير - جنديرس","C8143","Kufair","الكفير - جنديرس",36.378444,37.437019,"Food Voucher","NULL","NULL","Ihsan",565,0,0,"NULL",0,"NULL"]
["Marata (Afrin)",1158,"SY02","Aleppo","حلب",1,"Afrin","عفرين","SY0203",3,"Afrin","مركز عفرين","SY020300",15,"معراتة - مركز عفرين","C1384","Marata (Afrin)","معراتة - مركز عفرين",36.500378,36.800617,"Food Basket","NULL","NULL","BH",2885,0,0,"NULL",0,"NULL"]
["Qarzihel",1159,"SY02","Aleppo","حلب",1,"Afrin","عفرين","SY0203",3,"Afrin","مركز عفرين","SY020300",15,"قرزيحل","C1366","Afrin (Afrin)","عفرين - مركز عفرين",36.511094,36.865523,"Food Basket","NULL","NULL","BH",1968,0,0,"NULL",0,"NULL"]
["Sheikh Abel Rahman",1160,"SY02","Aleppo","حلب",1,"Afrin","عفرين","SY0203",3,"Afrin","مركز عفرين","SY020300",15,"شيخ عبد الرحمن","C1366","Afrin (Afrin)","عفرين - مركز عفرين",36.511094,36.865523,"Food Basket","NULL","NULL","BH",338,0,0,"NULL",0,"NULL"]
["Lower Kafardali",1161,"SY02","Aleppo","حلب",1,"Afrin","عفرين","SY0203",3,"Afrin","مركز عفرين","SY020300",15,"كفردلي تحتاني","C1355","Lower Kafardali","كفردلي تحتاني",36.500339,36.7650215,"Food Basket","NULL","NULL","BH",856,0,0,"NULL",0,"NULL"]
["Hay Al Manaze",1162,"SY07","Idleb","إدلب",4,"Ariha","أريحا","SY0705",22,"Ariha","مركز أريحا","SY070500",108,"حي المنازل ","C4278","Ariha","أريحا",35.812335,36.610978,"Food Basket","NULL","NULL","BH",0,0,0,"NULL",0,"NULL"]
["Eastern Eshkan",1163,"SY02","Aleppo","حلب",1,"Afrin","عفرين","SY0203",3,"Jandairis","جنديرس","SY020302",17,"اشكان شرقي","C1441","Eastern Eshkan","اشكان شرقي",36.460964,36.732657,"Food Basket","Big_Heart","NULL","BH",1980,0,0,"NULL",0,"NULL"]
["Tal Hamo",1164,"SY02","Aleppo","حلب",1,"Afrin","عفرين","SY0203",3,"Jandairis","جنديرس","SY020302",17,"تل حمو","C1430","Tal Hamo","تل حمو",36.41732,36.771669,"Food Basket","Big_Heart","NULL","BH",368,0,0,"NULL",0,"NULL"]
["Upper Kafardali",1165,"SY02","Aleppo","حلب",1,"Afrin","عفرين","SY0203",3,"Jandairis","جنديرس","SY020302",17,"كفردلي فوقاني","C1442","Upper Kafardali","كفردلي فوقاني",36.500339,36.765021,"Food Basket","Big_Heart","NULL","BH",466,0,0,"NULL",0,"NULL"]
["Kafr Zeid",1166,"SY02","Aleppo","حلب",1,"Afrin","عفرين","SY0203",3,"Afrin","مركز عفرين","SY020300",15,"كفر زيد","C1389","Kafr Zeid","كفر زيد",36.413053,36.810918,"Food Basket","Big_Heart","NULL","BH",499,0,0,"NULL",0,"NULL"]
["Arab_wiran",1167,"SY02","Aleppo","حلب",1,"Al Bab","الباب","SY0202",2,"A'rima","عريمة","SY020206",14,"عربويران","C1338","Oruba Bab - Arab Wiran","العروبة الباب_عرب ويران",36.51913,37.585073,"Out GOAL Area","NULL","NULL","NULL",1682,0,0,"NULL",0,"NULL"]
["Burkash",1168,"SY02","Aleppo","حلب",1,"Afrin","عفرين","SY0203",3,"Bulbul","بلبل","SY020301",16,"بركاش ","C1415","Qotan","قوطان",36.71059,36.800224,"Food Basket","RESUME","NULL","GOAL",0,0,1,"Community",0,1]
["Sheikh El-Hadid",1169,"SY02","Aleppo","حلب",1,"Afrin","عفرين","SY0203",3,"Sheikh El-Hadid","شيخ الحديد","SY020305",20,"شيخ الحديد","C1525","Sheikh El-Hadid","شيخ الحديد",36.501639,36.599199,"Food Basket","Out GOAL Area","NULL","Shafak",3740,0,0,null,0,"NULL"]
["Maghar - Maghar Jeq",1170,"SY02","Aleppo","حلب",1,"Afrin","عفرين","SY0203",3,"Sheikh El-Hadid","شيخ الحديد","SY020305",20,"مغار_مغار جق","C1533","Maghar - Maghar Jeq","مغار_مغار جق",36.534515,36.658661,"Food Basket","Out GOAL Area","NULL","Shafak",495,0,0,null,0,"NULL"]
["Mazineh - Aranda",1171,"SY02","Aleppo","حلب",1,"Afrin","عفرين","SY0203",3,"Sheikh El-Hadid","شيخ الحديد","SY020305",20,"المزينة_أرندة","C1530","Mazineh - Aranda","المزينة_أرندة",36.530672,36.62264,"Food Basket","Out GOAL Area","NULL","Shafak",1182,0,0,null,0,"NULL"]
["Jaqli Fawqani",1172,"SY02","Aleppo","حلب",1,"Afrin","عفرين","SY0203",3,"Sheikh El-Hadid","شيخ الحديد","SY020305",20,"جاقلي فوقاني","C1525","Sheikh El-Hadid","شيخ الحديد",36.501639,36.599199,"Food Basket","Out GOAL Area","NULL","Shafak",0,0,0,null,0,"NULL"]
["Sinnara",1173,"SY02","Aleppo","حلب",1,"Afrin","عفرين","SY0203",3,"Sheikh El-Hadid","شيخ الحديد","SY020305",20,"سنارة","C1529","Sinnara","سنارة",36.469064,36.606676,"Food Basket","Out GOAL Area","NULL","Shafak",1113,0,0,null,0,"NULL"]
["Darmash - Darmashkanli",1174,"SY02","Aleppo","حلب",1,"Afrin","عفرين","SY0203",3,"Sheikh El-Hadid","شيخ الحديد","SY020305",20,"درمش_درمشكانلي","C1531","Darmash - Darmashkanli","درمش_درمشكانلي",36.527894,36.655641,"Food Basket","Out GOAL Area","NULL","Shafak",378,0,0,null,0,"NULL"]
["Khazafiyeh - Qorret Matlaq",1175,"SY02","Aleppo","حلب",1,"Afrin","عفرين","SY0203",3,"Sheikh El-Hadid","شيخ الحديد","SY020305",20,"خزفية_قرة متلق","C1527","Khazafiyeh - Qorret Matlaq","خزفية_قرة متلق",36.522808,36.570645,"Food Basket","Out GOAL Area","NULL","Shafak",1019,0,0,null,0,"NULL"]
["Alssati",1176,"SY02","Aleppo","حلب",1,"Afrin","عفرين","SY0203",3,"Sheikh El-Hadid","شيخ الحديد","SY020305",20,"الساطي","C1525","Sheikh El-Hadid","شيخ الحديد",36.501639,36.599199,"Food Basket","Out GOAL Area","NULL","Shafak",0,0,0,null,0,"NULL"]
["khalil kolku",1177,"SY02","Aleppo","حلب",1,"Afrin","عفرين","SY0203",3,"Sheikh El-Hadid","شيخ الحديد","SY020305",20,"خليل كلكو","C1525","Sheikh El-Hadid","شيخ الحديد",36.501639,36.599199,"Food Basket","Out GOAL Area","NULL","Shafak",0,0,0,null,0,"NULL"]
["Anqala",1178,"SY02","Aleppo","حلب",1,"Afrin","عفرين","SY0203",3,"Sheikh El-Hadid","شيخ الحديد","SY020305",20,"انقلة","C1528","Anqala","انقلة",36.462173,36.606684,"Food Basket","Out GOAL Area","NULL","Shafak",1234,0,0,null,0,"NULL"]
["Tal Elthaaleb - Sheikh Jqali",1179,"SY02","Aleppo","حلب",1,"Afrin","عفرين","SY0203",3,"Sheikh El-Hadid","شيخ الحديد","SY020305",20,"تل الثعالب_شيخ جقاللي","C1526","Tal Elthaaleb - Sheikh Jqali","تل الثعالب_شيخ جقاللي",36.557193,36.613288,"Food Basket","Out GOAL Area","NULL","Shafak",755,0,0,null,0,"NULL"]
["Wadi Elthaalab - Lower Jqal",1180,"SY02","Aleppo","حلب",1,"Afrin","عفرين","SY0203",3,"Sheikh El-Hadid","شيخ الحديد","SY020305",20,"وادي الثعالب_جقال تحتاني","C1532","Wadi Elthaalab - Lower Jqal","وادي الثعالب_جقال تحتاني",36.554449,36.602114,"Food Basket","Out GOAL Area","NULL","Shafak",461,0,0,null,0,"NULL"]
["Hija Bilal",1181,"SY02","Aleppo","حلب",1,"Afrin","عفرين","SY0203",3,"Sheikh El-Hadid","شيخ الحديد","SY020305",20,"هيجا بلال","C1525","Sheikh El-Hadid","شيخ الحديد",36.501639,36.599199,"Food Basket","Out GOAL Area","NULL","Shafak",204,0,0,null,0,"NULL"]
["Mostakan",1182,"SY02","Aleppo","حلب",1,"Afrin","عفرين","SY0203",3,"Sheikh El-Hadid","شيخ الحديد","SY020305",20,"مستكان","C1534","Mostakan","مستكان",36.542301,36.618357,"Food Basket","Out GOAL Area","NULL","Shafak",244,0,0,null,0,"NULL"]
["Kalanli",1183,"SY02","Aleppo","حلب",1,"Afrin","عفرين","SY0203",3,"Sheikh El-Hadid","شيخ الحديد","SY020305",20,"كلانلي","C6406","Kalanli","كلانلي",36.550608,36.642636,"Food Basket","Out GOAL Area","NULL","Shafak",113,0,0,null,0,"NULL"]
["Haidar Obasi",1185,"SY02","Aleppo","حلب",1,"Afrin","عفرين","SY0203",3,"Raju","راجو","SY020303",18,"حيدر أوبه سي","C6403","Haidar Obasi","حيدر أوبه سي",36.716344,36.666174,"Out GOAL Area","Out GOAL Area","NULL","Shafak",374,0,0,null,0,"NULL"]
["Halil - Holilo",1186,"SY02","Aleppo","حلب",1,"Afrin","عفرين","SY0203",3,"Raju","راجو","SY020303",18,"هليل_هوليلو","C1489","Halil - Holilo","هليل_هوليلو",36.690054,36.694303,"Out GOAL Area","Out GOAL Area","NULL","Shafak",357,0,0,null,0,"NULL"]
["Lower Dhak - Kolyan",1187,"SY02","Aleppo","حلب",1,"Afrin","عفرين","SY0203",3,"Raju","راجو","SY020303",18,"الضحاك التحتاني_كوليان","C1474","Lower Dhak - Kolyan","الضحاك التحتاني_كوليان",36.6477,36.731539,"Out GOAL Area","Out GOAL Area","NULL","Shafak",628,0,0,null,0,"NULL"]
["Shyukh - Sheikh Oba Si",1188,"SY02","Aleppo","حلب",1,"Afrin","عفرين","SY0203",3,"Raju","راجو","SY020303",18,"الشيوخ_شيخ أوبه سي","C1450","Shyukh - Sheikh Oba Si","الشيوخ_شيخ أوبه سي",36.663305,36.749813,"Out GOAL Area","Out GOAL Area","NULL","Shafak",110,0,0,null,0,"NULL"]
["Talleh - Zarkani",1189,"SY02","Aleppo","حلب",1,"Afrin","عفرين","SY0203",3,"Raju","راجو","SY020303",18,"الطلة_زركانلي","C1483","Talleh - Zarkani","الطلة_زركانلي",36.703075,36.740902,"Out GOAL Area","Out GOAL Area","NULL","Shafak",363,0,0,null,0,"NULL"]
["Upper Dhak - Upper Kolyan",1190,"SY02","Aleppo","حلب",1,"Afrin","عفرين","SY0203",3,"Raju","راجو","SY020303",18,"الضحاك فوقاني_كوليان فوقاني","C1466","Upper Dhak - Upper Kolyan","الضحاك فوقاني_كوليان فوقان",36.648325,36.71647,"Out GOAL Area","Out GOAL Area","NULL","Shafak",338,0,0,null,0,"NULL"]
["Jubana",1191,"SY02","Aleppo","حلب",1,"Afrin","عفرين","SY0203",3,"Raju","راجو","SY020303",18,"جوبانة","C1484","Raju","راجو",36.676969,36.664519,"Out GOAL Area","Out GOAL Area","NULL","Shafak",0,0,0,null,0,"NULL"]
["Kharab Suluq",1192,"SY02","Aleppo","حلب",1,"Afrin","عفرين","SY0203",3,"Raju","راجو","SY020303",18,"خربة سلوك","C8283","Kharab Suluq","خربة سلوك",36.74036,36.653801,"Out GOAL Area","Out GOAL Area","NULL","Shafak",343,0,0,null,0,"NULL"]
["Adamo",1193,"SY02","Aleppo","حلب",1,"Afrin","عفرين","SY0203",3,"Raju","راجو","SY020303",18,"ادمو","C1484","Raju","راجو",36.676969,36.664519,"Out GOAL Area","Out GOAL Area","NULL","Shafak",0,0,0,null,0,"NULL"]
["Kasim",1194,"SY02","Aleppo","حلب",1,"Afrin","عفرين","SY0203",3,"Raju","راجو","SY020303",18,"قاسم","C1484","Raju","راجو",36.676969,36.664519,"Out GOAL Area","Out GOAL Area","NULL","Shafak",0,0,0,null,0,"NULL"]
["Qarah Baba",1195,"SY02","Aleppo","حلب",1,"Afrin","عفرين","SY0203",3,"Raju","راجو","SY020303",18,"قرة بابا","C8287","Qarah Baba","قرة بابا",36.747767,36.629246,"Out GOAL Area","Out GOAL Area","NULL","Shafak",428,0,0,null,0,"NULL"]
["Eastern-Mamili",1196,"SY02","Aleppo","حلب",1,"Afrin","عفرين","SY0203",3,"Raju","راجو","SY020303",18,"ماملي الشرقية","C1472","Thadi - Mamali","الثدي_مامالي",36.701561,36.670889,"Out GOAL Area","Out GOAL Area","NULL","Shafak",1033,0,0,null,0,"NULL"]
["Western-Mamili",1197,"SY02","Aleppo","حلب",1,"Afrin","عفرين","SY0203",3,"Raju","راجو","SY020303",18,"ماملي الغربية","C1472","Thadi - Mamali","الثدي_مامالي",36.701561,36.670889,"Out GOAL Area","Out GOAL Area","NULL","Shafak",1033,0,0,null,0,"NULL"]
["Barband  ",1198,"SY02","Aleppo","حلب",1,"Afrin","عفرين","SY0203",3,"Raju","راجو","SY020303",18,"بربند","C1465","Barband  ","بربند",36.633589,36.713531,"Out GOAL Area","Out GOAL Area","NULL","Shafak",1084,0,0,"NULL",0,"NULL"]
["Kawanda  ",1199,"SY02","Aleppo","حلب",1,"Afrin","عفرين","SY0203",3,"Raju","راجو","SY020303",18,"كاوندا","C1484","Raju","راجو",36.676969,36.664519,"Out GOAL Area","Out GOAL Area","NULL","Shafak",0,0,0,"NULL",0,"NULL"]
["Ali Bazan",1200,"SY02","Aleppo","حلب",1,"Afrin","عفرين","SY0203",3,"Sharan","شران","SY020304",19,"علي بازان","C1512","Ali Bazan","علي بازان",36.652046,36.919482,"Food Basket","RESUME","NULL","GOAL",750,0,1,"Community",0,0]
["Al Bostan Alkabeer",1201,"SY02","Aleppo","حلب",1,"Afrin","عفرين","SY0203",3,"Sharan","شران","SY020304",19,"البستان الكبير","C1496","Big Bostan","البستان الكبير",36.658411,36.923347,"Food Basket","RESUME","NULL","GOAL",136,0,1,"Community",0,0]
["Zaytuneh (Sharan)",1202,"SY02","Aleppo","حلب",1,"Afrin","عفرين","SY0203",3,"Sharan","شران","SY020304",19,"زيتونة - شران","C1499","Zaytuneh (Sharan)","زيتونة - شران",36.725647,36.942706,"Food Basket","RESUME","NULL","GOAL",327,0,0,"Community",0,0]
["Aldaher Camp",1203,"SY07","Idleb","إدلب",4,"Jisr-Ash-Shugur","جسر الشغور","SY0704",21,"Darkosh","دركوش","SY070402",106,"مخيم الضهر","C4247","Thahr","الظهر",35.969294,36.427078,"Food Voucher","RESUME",112,"GOAL",0,0,0,"Camp",0,1]
["Alamal Camp",1204,"SY07","Idleb","إدلب",4,"Jisr-Ash-Shugur","جسر الشغور","SY0704",21,"Darkosh","دركوش","SY070402",106,"مخيم الامل(دركوش)","C4240","Ghazala - Mgheidleh","الغزالة_مغيدلة",36.027449,36.388383,"Food Voucher","RESUME",199,"GOAL",516,0,0,"Camp",0,1]
["Albalya Camp",1205,"SY07","Idleb","إدلب",4,"Harim","حارم","SY0703",20,"Armanaz","أرمناز","SY070305",103,"مخيم البالعة","C6724","al-Baali'ah","البالعة",35.917664,36.441059,"Food Voucher","RESUME",308,"GOAL",0,0,0,"Camp",0,1]
["Alhayat Camp",1206,"SY07","Idleb","إدلب",4,"Jisr-Ash-Shugur","جسر الشغور","SY0704",21,"Darkosh","دركوش","SY070402",106,"مخيم الحياة","C4240","Ghazala - Mgheidleh","الغزالة_مغيدلة",36.027449,36.388383,"Food Voucher","RESUME",71,"GOAL",370,0,0,"Camp",0,1]
["Alsanabel Alkhadra Camp",1207,"SY07","Idleb","إدلب",4,"Jisr-Ash-Shugur","جسر الشغور","SY0704",21,"Darkosh","دركوش","SY070402",106,"مخيم السنابل الخضراء","C4238","Zarzur","زرزور",35.955292,36.338617,"Food Voucher","RESUME",110,"GOAL",0,0,0,"Camp",0,1]
["Almansora Camp",1208,"SY07","Idleb","إدلب",4,"Jisr-Ash-Shugur","جسر الشغور","SY0704",21,"Darkosh","دركوش","SY070402",106,"مخيم المنصورة","C4252","Darkosh","دركوش",35.969234,36.42939,"Food Voucher","RESUME",65,"GOAL",300,0,0,"Camp",0,1]
["Alnaseem Camp",1209,"SY07","Idleb","إدلب",4,"Jisr-Ash-Shugur","جسر الشغور","SY0704",21,"Darkosh","دركوش","SY070402",106,"مخيم النسيم","C4247","Thahr","الظهر",35.969294,36.427078,"Food Voucher","RESUME",61,"GOAL",0,0,0,"Camp",0,1]
["Ahl Alez Camp",1210,"SY07","Idleb","إدلب",4,"Jisr-Ash-Shugur","جسر الشغور","SY0704",21,"Janudiyeh","الجانودية","SY070403",107,"مخيم اهل العز","C4260","Qanniyeh","القنية",35.92289,36.317573,"Food Voucher","RESUME",181,"GOAL",1330,0,0,"Camp",0,1]
["Ahl Saraqeb Camp",1211,"SY07","Idleb","إدلب",4,"Jisr-Ash-Shugur","جسر الشغور","SY0704",21,"Janudiyeh","الجانودية","SY070403",107,"مخيم اهل سراقب","C4267","Hamama - Kafr Debbin","الحمامة_كفر دبين",35.924477,36.354651,"Food Voucher","RESUME",55,"GOAL",347,0,0,"Camp",0,1]
["Aytam Alsham Camp",1212,"SY07","Idleb","إدلب",4,"Jisr-Ash-Shugur","جسر الشغور","SY0704",21,"Darkosh","دركوش","SY070402",106,"مخيم ايتام الشام","C4246","Sadiyeh - Bsentiya","السعدية_بسندتيا",35.939665,36.415318,"Food Voucher","RESUME",31,"GOAL",300,0,0,"Camp",0,1]
["Basmati Amal Camp",1213,"SY07","Idleb","إدلب",4,"Jisr-Ash-Shugur","جسر الشغور","SY0704",21,"Darkosh","دركوش","SY070402",106,"مخيم بسمة امل","C4238","Zarzur","زرزور",35.955292,36.338617,"Food Voucher","RESUME",138,"GOAL",800,0,0,"Camp",0,1]
["Syria Charity Camp",1214,"SY07","Idleb","إدلب",4,"Jisr-Ash-Shugur","جسر الشغور","SY0704",21,"Darkosh","دركوش","SY070402",106,"مخيم سيريا شيرتي","C4252","Darkosh","دركوش",35.969234,36.42939,"Food Voucher","RESUME",90,"GOAL",425,0,0,"Camp",0,1]
["Teba Camp",1215,"SY07","Idleb","إدلب",4,"Jisr-Ash-Shugur","جسر الشغور","SY0704",21,"Darkosh","دركوش","SY070402",106,"مخيم طيبة","C4238","Zarzur","زرزور",35.955292,36.338617,"Food Voucher","RESUME",28,"GOAL",250,0,0,"Camp",0,1]
["Omran Camp",1216,"SY07","Idleb","إدلب",4,"Jisr-Ash-Shugur","جسر الشغور","SY0704",21,"Darkosh","دركوش","SY070402",106,"مخيم عمران","C4252","Darkosh","دركوش",35.969234,36.42939,"Food Voucher","RESUME",24,"GOAL",132,0,0,"Camp",0,1]
["Ara Eyes Camp",1217,"SY07","Idleb","إدلب",4,"Jisr-Ash-Shugur","جسر الشغور","SY0704",21,"Janudiyeh","الجانودية","SY070403",107,"مخيم عيون عارة","C4267","Hamama - Kafr Debbin","الحمامة_كفر دبين",35.924477,36.354651,"Food Voucher","RESUME",198,"GOAL",0,0,0,"Camp",0,1]
["Tagamoa Almazra Camp",1218,"SY07","Idleb","إدلب",4,"Jisr-Ash-Shugur","جسر الشغور","SY0704",21,"Darkosh","دركوش","SY070402",106,"مخيم تجمع المزرة","C4252","Darkosh","دركوش",35.969234,36.42939,"Food Voucher","RESUME",102,"GOAL",0,0,0,"Camp",0,1]
["Muhandeseen Camp",1219,"SY07","Idleb","إدلب",4,"Jisr-Ash-Shugur","جسر الشغور","SY0704",21,"Darkosh","دركوش","SY070402",106,"مخيم المهندسين 1","C4254","Mreimin","مريمين",35.920421,36.411951,"Food Voucher","RESUME",440,"GOAL",1955,0,0,"Camp",0,1]
["Hetya Camp",1220,"SY07","Idleb","إدلب",4,"Jisr-Ash-Shugur","جسر الشغور","SY0704",21,"Janudiyeh","الجانودية","SY070403",107,"مخيم هتيا","C4257","Hassaniyeh - Hatya","الحسانية_هتيا",35.947074,36.279788,"Food Voucher","RESUME",40,"GOAL",198,0,0,"Camp",0,1]
["Alayady Camp",1221,"SY07","Idleb","إدلب",4,"Idleb","مركز إدلب","SY0700",18,"Maaret Tamsrin","معرة تمصرين","SY070005",90,"مخيم الايادي","C3949","Kelly","كللي",36.110446,36.693612,"Food Voucher","RESUME","NULL","GOAL",0,0,0,"Camp",0,1]
["Alrahma 2 Camp",1222,"SY07","Idleb","إدلب",4,"Idleb","مركز إدلب","SY0700",18,"Maaret Tamsrin","معرة تمصرين","SY070005",90,"مخيم الرحمه 2","C3949","Kelly","كللي",36.110446,36.693612,"Food Voucher","RESUME","NULL","GOAL",2230,0,0,"Camp",0,1]
["Alayna Camp",1223,"SY07","Idleb","إدلب",4,"Idleb","مركز إدلب","SY0700",18,"Maaret Tamsrin","معرة تمصرين","SY070005",90,"مخيم العيناء","C3949","Kelly","كللي",36.110446,36.693612,"Food Voucher","RESUME","NULL","GOAL",0,0,0,"Camp",0,1]
["Alkarkat Camp",1224,"SY07","Idleb","إدلب",4,"Idleb","مركز إدلب","SY0700",18,"Maaret Tamsrin","معرة تمصرين","SY070005",90,"مخيم الكركات","C3949","Kelly","كللي",36.110446,36.693612,"Food Voucher","RESUME","NULL","GOAL",0,0,0,"Camp",0,1]
["Alwefak Camp",1225,"SY07","Idleb","إدلب",4,"Idleb","مركز إدلب","SY0700",18,"Maaret Tamsrin","معرة تمصرين","SY070005",90,"مخيم الوفاق","C3949","Kelly","كللي",36.110446,36.693612,"Food Voucher","RESUME","NULL","GOAL",0,0,0,"Camp",0,1]
["Abad Camp",1226,"SY07","Idleb","إدلب",4,"Idleb","مركز إدلب","SY0700",18,"Maaret Tamsrin","معرة تمصرين","SY070005",90,"مخيم اباد","C3949","Kelly","كللي",36.110446,36.693612,"Food Voucher","RESUME","NULL","GOAL",0,0,0,"Camp",0,1]
["Jabal Kelly Camp",1227,"SY07","Idleb","إدلب",4,"Idleb","مركز إدلب","SY0700",18,"Maaret Tamsrin","معرة تمصرين","SY070005",90,"مخيم جبل كللي","C3949","Kelly","كللي",36.110446,36.693612,"Food Voucher","RESUME","NULL","GOAL",0,0,0,"Camp",0,1]
["Alrahma 1 Camp",1228,"SY07","Idleb","إدلب",4,"Idleb","مركز إدلب","SY0700",18,"Maaret Tamsrin","معرة تمصرين","SY070005",90,"مخيم الرحمه 1","C3949","Kelly","كللي",36.110446,36.693612,"Food Voucher","RESUME","NULL","GOAL",1800,0,0,"Camp",0,1]
["Alrahma 3 Camp",1229,"SY07","Idleb","إدلب",4,"Idleb","مركز إدلب","SY0700",18,"Maaret Tamsrin","معرة تمصرين","SY070005",90,"مخيم الرحمه 3","C3949","Kelly","كللي",36.110446,36.693612,"Food Voucher","RESUME","NULL","GOAL",1100,0,0,"Camp",0,1]
["Ataa Alkher 2 Camp",1230,"SY07","Idleb","إدلب",4,"Idleb","مركز إدلب","SY0700",18,"Maaret Tamsrin","معرة تمصرين","SY070005",90,"مخيم عطاء الخير 2","C3949","Kelly","كللي",36.110446,36.693612,"Food Voucher","RESUME","NULL","GOAL",1432,0,0,"Camp",0,1]
["Albasher Kelly Camp",1231,"SY07","Idleb","إدلب",4,"Idleb","مركز إدلب","SY0700",18,"Maaret Tamsrin","معرة تمصرين","SY070005",90,"مخيم البشير كللي","C3949","Kelly","كللي",36.110446,36.693612,"Food Voucher","RESUME","NULL","GOAL",0,0,0,"Camp",0,1]
["Ataa Alkher 1 Camp",1232,"SY07","Idleb","إدلب",4,"Idleb","مركز إدلب","SY0700",18,"Maaret Tamsrin","معرة تمصرين","SY070005",90,"مخيم عطاء الخير 1","C3949","Kelly","كللي",36.110446,36.693612,"Food Voucher","RESUME","NULL","GOAL",2685,0,0,"Camp",0,1]
["Albonyan Camp",1233,"SY07","Idleb","إدلب",4,"Idleb","مركز إدلب","SY0700",18,"Maaret Tamsrin","معرة تمصرين","SY070005",90,"مخيم البنيان","C3949","Kelly","كللي",36.110446,36.693612,"Food Voucher","RESUME","NULL","GOAL",0,0,0,"Camp",0,1]
["Kawkab Camp",1234,"SY07","Idleb","إدلب",4,"Idleb","مركز إدلب","SY0700",18,"Maaret Tamsrin","معرة تمصرين","SY070005",90,"مخيم كوكب","C3949","Kelly","كللي",36.110446,36.693612,"Food Voucher","RESUME","NULL","GOAL",0,0,0,"Camp",0,1]
["Kornaz Camp",1235,"SY07","Idleb","إدلب",4,"Idleb","مركز إدلب","SY0700",18,"Maaret Tamsrin","معرة تمصرين","SY070005",90,"مخيم كرناز","C3949","Kelly","كللي",36.110446,36.693612,"Food Voucher","RESUME","NULL","GOAL",0,0,0,"Camp",0,1]
["Mozn Camp",1236,"SY07","Idleb","إدلب",4,"Idleb","مركز إدلب","SY0700",18,"Maaret Tamsrin","معرة تمصرين","SY070005",90,"مخيم مزن","C3949","Kelly","كللي",36.110446,36.693612,"Food Voucher","RESUME","NULL","GOAL",0,0,0,"Camp",0,1]
["Baflur",1237,"SY02","Aleppo","حلب",1,"Afrin","عفرين","SY0203",3,"Jandairis","جنديرس","SY020302",17,"بفلور","C8156","Baflur","بفلور",36.398592,36.665505,"BH NSRF","NULL","NULL","NULL",380,0,0,"NULL",0,"NULL"]
["Bsanqul",1238,"SY07","Idleb","إدلب",4,"Ariha","أريحا","SY0705",22,"Mhambal","محمبل","SY070502",110,"بسنقول","C4322","Bsanqul","بسنقول",35.806728,36.496687,"BH NSRF","NULL","NULL","NULL",1943,0,0,"NULL",0,"NULL"]
["Fasha",1239,"SY02","Aleppo","حلب",1,"Afrin","عفرين","SY0203",3,"Jandairis","جنديرس","SY020302",17,"الفسحة","C1440","Fasha","الفسحة",36.4804889999999,36.759943,"BH NSRF","NULL","NULL","NULL",921,0,0,"NULL",0,"NULL"]
["Freiriyeh",1240,"SY02","Aleppo","حلب",1,"Afrin","عفرين","SY0203",3,"Jandairis","جنديرس","SY020302",17,"فريرية","C1446","Freiriyeh","فريرية",36.3995949999999,36.7707729999999,"BH NSRF","NULL","NULL","NULL",4086,0,0,"NULL",0,"NULL"]
["Jalaq",1241,"SY02","Aleppo","حلب",1,"Afrin","عفرين","SY0203",3,"Jandairis","جنديرس","SY020302",17,"جلق","C1425","Jalaq (Jandairis)","جلق - جنديرس",36.4755949999999,36.7453849999999,"BH NSRF","NULL","NULL","NULL",1283,0,0,"NULL",0,"NULL"]
["Jum Afrin",1242,"SY02","Aleppo","حلب",1,"Afrin","عفرين","SY0203",3,"Jandairis","جنديرس","SY020302",17,"جوم عفرين","C1421","Jum Afrin","جوم عفرين",36.4519009999999,36.7133159999999,"BH NSRF","NULL","NULL","NULL",527,0,0,"NULL",0,"NULL"]
["Kafr Safra",1243,"SY02","Aleppo","حلب",1,"Afrin","عفرين","SY0203",3,"Jandairis","جنديرس","SY020302",17,"كفر صفرة","C1449","Kafr Safra","كفر صفرة",36.427593,36.66183,"BH NSRF","NULL","NULL","NULL",4500,0,0,"NULL",0,"NULL"]
["Koran Jandris",1244,"SY02","Aleppo","حلب",1,"Afrin","عفرين","SY0203",3,"Jandairis","جنديرس","SY020302",17,"كوران جنديرس","C1447","Koran Jandris","كوران جنديرس",36.4396199999999,36.673392,"BH NSRF","NULL","NULL","NULL",1149,0,0,"NULL",0,"NULL"]
["Ma'btali",1245,"SY02","Aleppo","حلب",1,"Afrin","عفرين","SY0203",3,"Ma'btali","معبطلي","SY020306",21,"المعبطلي","C1552","Ma'btali","المعبطلي",36.5632639999999,36.7367909999999,"BH NSRF","NULL","NULL","NULL",4588,0,0,"NULL",0,"NULL"]
["Matleh Ariha",1246,"SY07","Idleb","إدلب",4,"Ariha","أريحا","SY0705",22,"Mhambal","محمبل","SY070502",110,"المطلة أريحا","C4317","Matleh Ariha","المطلة أريحا",35.738281,36.4210479999999,"BH NSRF","NULL","NULL","NULL",850,0,"NULL","NULL",0,"NULL"]
["Mhamadia",1247,"SY02","Aleppo","حلب",1,"Afrin","عفرين","SY0203",3,"Jandairis","جنديرس","SY020302",17,"محمودية","C8135","Mhamadia","محمودية",36.347197,36.6818359999999,"BH NSRF","NULL","NULL","NULL",729,0,1,"NULL",0,"NULL"]
["Ramadiyeh",1248,"SY02","Aleppo","حلب",1,"Afrin","عفرين","SY0203",3,"Jandairis","جنديرس","SY020302",17,"رمادية","C1422","Ramadiyeh (Jandairis)","رمادية",36.3991479999999,36.745457,"BH NSRF","NULL","NULL","NULL",902,0,0,"NULL",0,"NULL"]
["Ras Elosud - Qarablish",1249,"SY02","Aleppo","حلب",1,"Afrin","عفرين","SY0203",3,"Jandairis","جنديرس","SY020302",17,"راس الأسود_قراباش","C1429","Ras Elosud - Qarablish","راس الأسود_قراباش",36.472883,36.761754,"BH NSRF","NULL","NULL","NULL",778,0,0,"NULL",0,"NULL"]
["Tal Slur",1250,"SY02","Aleppo","حلب",1,"Afrin","عفرين","SY0203",3,"Jandairis","جنديرس","SY020302",17,"تل سلور","C1433","Tal Slur","تل سلور",36.3655169999999,36.722157,"BH NSRF","NULL","NULL","NULL",624,0,0,"NULL",0,"NULL"]
["Western Eshkab",1251,"SY02","Aleppo","حلب",1,"Afrin","عفرين","SY0203",3,"Jandairis","جنديرس","SY020302",17,"اشكان غربي","C1437","Western Eshkab","اشكان غربي",36.3992259999999,36.63472,"BH NSRF","NULL","NULL","NULL",1840,0,0,"NULL",0,"NULL"]
["Upper Diwan",1252,"SY02","Aleppo","حلب",1,"Afrin","عفرين","SY0203",3,"Jandairis","جنديرس","SY020302",17,"ديوان فوقاني","C1431","Upper Diwan","ديوان فوقاني",36.342389,36.699755,"BH NSRF","NULL","NULL","NULL",402,0,0,"NULL",0,"NULL"]
["Nisriyeh",1253,"SY02","Aleppo","حلب",1,"Afrin","عفرين","SY0203",3,"Jandairis","جنديرس","SY020302",17,"النسرية","C1439","Nisriyeh","النسرية",36.350866,36.641227,"BH NSRF","NULL","NULL","NULL",288,0,0,"NULL",0,"NULL"]
["Jalma",1254,"SY02","Aleppo","حلب",1,"Afrin","عفرين","SY0203",3,"Jandairis","جنديرس","SY020302",17,"جلمة","C1424","Jalma (Jandairis)","جلمة",36.357144,36.770047,"BH NSRF","NULL","NULL","NULL",13584,0,0,"NULL",0,"NULL"]
["Hikageh",1255,"SY02","Aleppo","حلب",1,"Afrin","عفرين","SY0203",3,"Jandairis","جنديرس","SY020302",17,"هيكجة","C8166","Hikageh","هيكجة",36.435708,36.601585,"BH NSRF","NULL","NULL","NULL",470,0,0,"NULL",0,"NULL"]
["Qulaia",1256,"SY07","Idleb","إدلب",4,"Jisr-Ash-Shugur","جسر الشغور","SY0704",21,"Jisr-Ash-Shugur","مركز جسر الشغور","SY070400",104,"القليعة","C6642","Qulaia","القليعة",35.908412,36.384509,"Food E-voucher","NULL","NULL","Ihsan",378,1,1,"NULL",0,"NULL"]
["Zayzafun - Ekdeh",1257,"SY02","Aleppo","حلب",1,"A'zaz","اعزاز","SY0204",4,"Suran","صوران","SY020405",27,"الزيزفون_إيكدة","C1658","Zayzafun - Ekdeh","الزيزفون_إيكدة",36.649837,37.180586,"Out GOAL Area","Out GOAL Area","NULL",null,3578,0,0,"Community",0,"NULL"]
["Kafr Ghan",1258,"SY02","Aleppo","حلب",1,"A'zaz","اعزاز","SY0204",4,"Suran","صوران","SY020405",27,"كفرغان","C6781","Kafr Ghan","كفرغان",36.631088,37.184328,"Out GOAL Area","Out GOAL Area","NULL",null,4881,0,0,"Community",0,"NULL"]
["Bab Alsalameh/ Sijo",1259,"SY02","Aleppo","حلب",1,"A'zaz","اعزاز","SY0204",4,"A'zaz","مركز اعزاز","SY020400",22,"سجو/ باب السلامة","C6669","Bab Alsalameh","سجو/ باب السلامة",36.63202363,37.08432413,"Out GOAL Area","Out GOAL Area","NULL",null,15230,0,0,"Community",0,"NULL"]
["Wadi Ghazal Abad Camp",1260,"SY07","Idleb","إدلب",4,"Idleb","مركز إدلب","SY0700",18,"Maaret Tamsrin","معرة تمصرين","SY070005",90,"مخيم وادي غزال اباد","C3949","Kelly","كللي",36.110446,36.693612,"Food Voucher","RESUME","NULL","GOAL",0,0,0,"Camp",0,1]
["Alawda Camp",1261,"SY07","Idleb","إدلب",4,"Idleb","مركز إدلب","SY0700",18,"Maaret Tamsrin","معرة تمصرين","SY070005",90,"مخيم العودة","C3949","Kelly","كللي",36.110446,36.693612,"Food Voucher","RESUME","NULL","GOAL",0,0,0,"Camp",0,1]
["Hish Camp",1262,"SY07","Idleb","إدلب",4,"Idleb","مركز إدلب","SY0700",18,"Maaret Tamsrin","معرة تمصرين","SY070005",90,"مخيم حيش","C3949","Kelly","كللي",36.110446,36.693612,"Food Voucher","RESUME","NULL","GOAL",0,0,0,"Camp",0,1]
["Maar Balet Camp",1263,"SY07","Idleb","إدلب",4,"Idleb","مركز إدلب","SY0700",18,"Maaret Tamsrin","معرة تمصرين","SY070005",90,"مخيم معر بليت","C3949","Kelly","كللي",36.110446,36.693612,"Food Voucher","RESUME","NULL","GOAL",0,0,0,"Camp",0,1]
["Kafr Awied Camp",1264,"SY07","Idleb","إدلب",4,"Idleb","مركز إدلب","SY0700",18,"Maaret Tamsrin","معرة تمصرين","SY070005",90,"مخيم كفر عويد","C3949","Kelly","كللي",36.110446,36.693612,"Food Voucher","RESUME","NULL","GOAL",0,0,0,"Camp",0,1]
["Kafr Sijna Camp",1265,"SY07","Idleb","إدلب",4,"Idleb","مركز إدلب","SY0700",18,"Maaret Tamsrin","معرة تمصرين","SY070005",90,"مخيم كفر سجنة","C3949","Kelly","كللي",36.110446,36.693612,"Food Voucher","RESUME","NULL","GOAL",0,0,0,"Camp",0,1]
["Ataa Alrahman Camp",1266,"SY07","Idleb","إدلب",4,"Idleb","مركز إدلب","SY0700",18,"Maaret Tamsrin","معرة تمصرين","SY070005",90,"مخيم عطاء الرحمن","C3949","Kelly","كللي",36.110446,36.693612,"Food Voucher","RESUME","NULL","GOAL",0,0,0,"Camp",0,1]
["Toba Alshomokh Camp",1267,"SY07","Idleb","إدلب",4,"Idleb","مركز إدلب","SY0700",18,"Maaret Tamsrin","معرة تمصرين","SY070005",90,"مخيم طوبة الشموخ","C3949","Kelly","كللي",36.110446,36.693612,"Food Voucher","RESUME","NULL","GOAL",0,0,0,"Camp",0,1]
["Shakaa Alnoman Camp",1268,"SY07","Idleb","إدلب",4,"Idleb","مركز إدلب","SY0700",18,"Maaret Tamsrin","معرة تمصرين","SY070005",90,"مخيم شقائق النعمان","C3949","Kelly","كللي",36.110446,36.693612,"Food Voucher","RESUME","NULL","GOAL",0,0,0,"Camp",0,1]
["Sham Alkher Camp",1269,"SY07","Idleb","إدلب",4,"Idleb","مركز إدلب","SY0700",18,"Maaret Tamsrin","معرة تمصرين","SY070005",90,"مخيم شام الخير","C3949","Kelly","كللي",36.110446,36.693612,"Food Voucher","RESUME","NULL","GOAL",0,0,0,"Camp",0,1]
["Ebin Othman Camp",1270,"SY07","Idleb","إدلب",4,"Idleb","مركز إدلب","SY0700",18,"Maaret Tamsrin","معرة تمصرين","SY070005",90,"مخيم ابن عثمان","C3949","Kelly","كللي",36.110446,36.693612,"Food Voucher","RESUME","NULL","GOAL",0,0,0,"Camp",0,1]
["Abo Dofna Camp",1271,"SY07","Idleb","إدلب",4,"Idleb","مركز إدلب","SY0700",18,"Maaret Tamsrin","معرة تمصرين","SY070005",90,"مخيم ابو دفنة","C3949","Kelly","كللي",36.110446,36.693612,"Food Voucher","RESUME","NULL","GOAL",0,0,0,"Camp",0,1]
["Alanwar Camp",1272,"SY07","Idleb","إدلب",4,"Idleb","مركز إدلب","SY0700",18,"Maaret Tamsrin","معرة تمصرين","SY070005",90,"مخيم الانوار","C3949","Kelly","كللي",36.110446,36.693612,"Food Voucher","RESUME","NULL","GOAL",0,0,0,"Camp",0,1]
["Albarakat Camp",1273,"SY07","Idleb","إدلب",4,"Idleb","مركز إدلب","SY0700",18,"Maaret Tamsrin","معرة تمصرين","SY070005",90,"مخيم البركات","C3949","Kelly","كللي",36.110446,36.693612,"Food Voucher","RESUME","NULL","GOAL",0,0,0,"Camp",0,1]
["Altaawn Camp",1274,"SY07","Idleb","إدلب",4,"Idleb","مركز إدلب","SY0700",18,"Maaret Tamsrin","معرة تمصرين","SY070005",90,"مخيم التعاون","C3949","Kelly","كللي",36.110446,36.693612,"Food Voucher","RESUME","NULL","GOAL",0,0,0,"Camp",0,1]
["Alkhansa Camp",1275,"SY07","Idleb","إدلب",4,"Idleb","مركز إدلب","SY0700",18,"Maaret Tamsrin","معرة تمصرين","SY070005",90,"مخيم الخنساء","C3949","Kelly","كللي",36.110446,36.693612,"Food Voucher","RESUME","NULL","GOAL",0,0,0,"Camp",0,1]
["Alskiek Camp",1276,"SY07","Idleb","إدلب",4,"Idleb","مركز إدلب","SY0700",18,"Maaret Tamsrin","معرة تمصرين","SY070005",90,"مخيم السكيك","C3949","Kelly","كللي",36.110446,36.693612,"Food Voucher","RESUME","NULL","GOAL",0,0,0,"Camp",0,1]
["Alsoltan Camp",1277,"SY07","Idleb","إدلب",4,"Idleb","مركز إدلب","SY0700",18,"Maaret Tamsrin","معرة تمصرين","SY070005",90,"مخيم السلطان","C3949","Kelly","كللي",36.110446,36.693612,"Food Voucher","RESUME","NULL","GOAL",0,0,0,"Camp",0,1]
["Aldiyaa Camp",1278,"SY07","Idleb","إدلب",4,"Idleb","مركز إدلب","SY0700",18,"Maaret Tamsrin","معرة تمصرين","SY070005",90,"مخيم الضياء 3","C3949","Kelly","كللي",36.110446,36.693612,"Food Voucher","RESUME","NULL","GOAL",0,0,0,"Camp",0,1]
["Aladala Wa Altanmia Camp",1279,"SY07","Idleb","إدلب",4,"Idleb","مركز إدلب","SY0700",18,"Maaret Tamsrin","معرة تمصرين","SY070005",90,"مخيم العدالة والتنمية","C3949","Kelly","كللي",36.110446,36.693612,"Food Voucher","RESUME","NULL","GOAL",0,0,0,"Camp",0,1]
["Alomarien Camp",1280,"SY07","Idleb","إدلب",4,"Idleb","مركز إدلب","SY0700",18,"Maaret Tamsrin","معرة تمصرين","SY070005",90,"مخيم العمريين","C3949","Kelly","كللي",36.110446,36.693612,"Food Voucher","RESUME","NULL","GOAL",0,0,0,"Camp",0,1]
["Alfesal Camp",1281,"SY07","Idleb","إدلب",4,"Idleb","مركز إدلب","SY0700",18,"Maaret Tamsrin","معرة تمصرين","SY070005",90,"مخيم الفيصل","C3949","Kelly","كللي",36.110446,36.693612,"Food Voucher","RESUME","NULL","GOAL",0,0,0,"Camp",0,1]
["Alkandosh Camp",1282,"SY07","Idleb","إدلب",4,"Idleb","مركز إدلب","SY0700",18,"Maaret Tamsrin","معرة تمصرين","SY070005",90,"مخيم الكندوش","C3949","Kelly","كللي",36.110446,36.693612,"Food Voucher","RESUME","NULL","GOAL",0,0,0,"Camp",0,1]
["Bani Khoza Camp",1283,"SY07","Idleb","إدلب",4,"Idleb","مركز إدلب","SY0700",18,"Maaret Tamsrin","معرة تمصرين","SY070005",90,"مخيم بني خزعة","C3949","Kelly","كللي",36.110446,36.693612,"Out GOAL Area","Out GOAL Area","NULL","GOAL",0,0,0,"Camp",0,"NULL"]
["Ahel Morek Camp",1284,"SY07","Idleb","إدلب",4,"Idleb","مركز إدلب","SY0700",18,"Maaret Tamsrin","معرة تمصرين","SY070005",90,"مخيم اهل مورك","C3949","Kelly","كللي",36.110446,36.693612,"Food Voucher","RESUME","NULL","GOAL",0,0,0,"Camp",0,1]
["Talmines Camp",1285,"SY07","Idleb","إدلب",4,"Idleb","مركز إدلب","SY0700",18,"Maaret Tamsrin","معرة تمصرين","SY070005",90,"مخيم تلمنس","C3949","Kelly","كللي",36.110446,36.693612,"Food Voucher","RESUME","NULL","GOAL",0,0,0,"Camp",0,1]
["Zeban Camp",1286,"SY07","Idleb","إدلب",4,"Idleb","مركز إدلب","SY0700",18,"Maaret Tamsrin","معرة تمصرين","SY070005",90,"مخيم ذيبان","C3949","Kelly","كللي",36.110446,36.693612,"Food Voucher","RESUME","NULL","GOAL",0,0,0,"Camp",0,1]
["Alsadaka Camp",1287,"SY07","Idleb","إدلب",4,"Idleb","مركز إدلب","SY0700",18,"Maaret Tamsrin","معرة تمصرين","SY070005",90,"مخيم الصداقة","C3949","Kelly","كللي",36.110446,36.693612,"Food Voucher","RESUME","NULL","GOAL",0,0,0,"Camp",0,1]
["Qatmet Efrin",1288,"SY02","Aleppo","حلب",1,"Afrin","عفرين","SY0203",3,"Sharan","شران","SY020304",19,"قاطمة عفرين","C1524","Qatmet Efrin","قاطمة عفرين",36.587216,36.963116,"Food Basket","RESUME","NULL","GOAL",4627,0,1,"Community",0,0]
["Bafelyun",1289,"SY02","Aleppo","حلب",1,"Afrin","عفرين","SY0203",3,"Sharan","شران","SY020304",19,"بافليون","C1507","Bafelyun","بافليون",36.610993,36.981533,"Food Basket","RESUME","NULL","GOAL",1239,0,1,"Community",0,0]
["Kafrantin",1290,"SY02","Aleppo","حلب",1,"Jebel Saman","جبل سمعان","SY0200",1,"Daret Azza","دارة عزة","SY020004",5,"كفرانتين","C1149","Kafrantin","كفرانتين",36.300251,36.883094,"BH NSRF",null,"NULL",null,6316,0,0,"NULL",0,"NULL"]
["Hila",1294,"SY07","Idleb","إدلب",4,"Ariha","أريحا","SY0705",22,"Mhambal","محمبل","SY070502",110,"حيلا","C4328","Hila","حيلا",35.847221,36.491934,"BH NSRF",null,"NULL",null,2130,0,0,"NULL",0,"NULL"]
["Alyeh",1295,"SY07","Idleb","إدلب",4,"Ariha","أريحا","SY0705",22,"Mhambal","محمبل","SY070502",110,"العلية","C6613","Alyeh","العلية",35.773151,36.46873,"BH NSRF",null,"NULL",null,699,0,0,"NULL",0,"NULL"]
["Alamal 2 Camp",1296,"SY07","Idleb","إدلب",4,"Idleb","مركز إدلب","SY0700",18,"Maaret Tamsrin","معرة تمصرين","SY070005",90,"مخيم الامل 2","C3942","Kafr - Kafrehmul","الكفر_كفريحمول",36.060228,36.695356,"Food Voucher","Out GOAL Area","NULL","GOAL",0,0,0,"Camp",0,"NULL"]
["Alforn Camp",1297,"SY07","Idleb","إدلب",4,"Idleb","مركز إدلب","SY0700",18,"Maaret Tamsrin","معرة تمصرين","SY070005",90,"مخيم الفرن","C3942","Kafr - Kafrehmul","الكفر_كفريحمول",36.060228,36.695356,"Food Voucher","Out GOAL Area","NULL","GOAL",0,0,0,"Camp",0,"NULL"]
["Alabeed Camp",1298,"SY07","Idleb","إدلب",4,"Idleb","مركز إدلب","SY0700",18,"Maaret Tamsrin","معرة تمصرين","SY070005",90,"مخيم العبيد","C3942","Kafr - Kafrehmul","الكفر_كفريحمول",36.060228,36.695356,"Food Voucher","Out GOAL Area","NULL","GOAL",0,0,0,"Camp",0,"NULL"]
["Alwedad Camp",1299,"SY07","Idleb","إدلب",4,"Idleb","مركز إدلب","SY0700",18,"Maaret Tamsrin","معرة تمصرين","SY070005",90,"مخيم الوداد","C3942","Kafr - Kafrehmul","الكفر_كفريحمول",36.060228,36.695356,"Food Voucher","Out GOAL Area","NULL","GOAL",0,0,0,"Camp",0,"NULL"]
["Abo Maki Camp",1300,"SY07","Idleb","إدلب",4,"Idleb","مركز إدلب","SY0700",18,"Maaret Tamsrin","معرة تمصرين","SY070005",90,"مخيم ابو مكي","C3950","Maaret Elekhwan","معارة الاخوان",36.065887,36.670026,"Food Voucher","Out GOAL Area","NULL","GOAL",0,0,0,"Camp",0,"NULL"]
["Alteh Camp",1301,"SY07","Idleb","إدلب",4,"Idleb","مركز إدلب","SY0700",18,"Maaret Tamsrin","معرة تمصرين","SY070005",90,"مخيم التح","C3939","Batenta","باتنته",36.007163,36.630708,"Food Voucher","Out GOAL Area","NULL","GOAL",0,0,0,"Camp",0,"NULL"]
["Alshekh Ali Camp",1302,"SY07","Idleb","إدلب",4,"Idleb","مركز إدلب","SY0700",18,"Maaret Tamsrin","معرة تمصرين","SY070005",90,"مخيم الشيخ علي","C3950","Maaret Elekhwan","معارة الاخوان",36.065887,36.670026,"Food Voucher","Out GOAL Area","NULL","GOAL",0,0,0,"Camp",0,"NULL"]
["Alhabat Camp",1303,"SY07","Idleb","إدلب",4,"Idleb","مركز إدلب","SY0700",18,"Maaret Tamsrin","معرة تمصرين","SY070005",90,"مخيم الهباط","C6632","Habat","الهباط",35.992988,36.630244,"Food Voucher","Out GOAL Area","NULL","GOAL",0,0,0,"Camp",0,"NULL"]
["Hor Alaes Camp",1304,"SY07","Idleb","إدلب",4,"Idleb","مركز إدلب","SY0700",18,"Maaret Tamsrin","معرة تمصرين","SY070005",90,"مخيم حوير العيس","C6632","Hbit","هبيط",35.996499,36.626718,"Food Voucher","Out GOAL Area","NULL","GOAL",0,0,0,"Camp",0,"NULL"]
["Aljob Camp",1305,"SY07","Idleb","إدلب",4,"Idleb","مركز إدلب","SY0700",18,"Maaret Tamsrin","معرة تمصرين","SY070005",90,"مخيم الجب","C3942","Kafr - Kafrehmul","الكفر_كفريحمول",36.060228,36.695356,"Food Voucher","Out GOAL Area","NULL","GOAL",0,0,0,"Camp",0,"NULL"]
["Alzalana Camp",1306,"SY07","Idleb","إدلب",4,"Idleb","مركز إدلب","SY0700",18,"Maaret Tamsrin","معرة تمصرين","SY070005",90,"مخيم الزعلانه","C3942","Kafr - Kafrehmul","الكفر_كفريحمول",36.060228,36.695356,"Food Voucher","Out GOAL Area","NULL","GOAL",0,0,0,"Camp",0,"NULL"]
["Alzaytun Marshorin Camp",1307,"SY07","Idleb","إدلب",4,"Idleb","مركز إدلب","SY0700",18,"Maaret Tamsrin","معرة تمصرين","SY070005",90,"مخيم الزيتون معرشورين","C3942","Kafr - Kafrehmul","الكفر_كفريحمول",36.060228,36.695356,"Food Voucher","Out GOAL Area","NULL","GOAL",0,0,0,"Camp",0,"NULL"]
["Abo Shehab Camp",1308,"SY07","Idleb","إدلب",4,"Idleb","مركز إدلب","SY0700",18,"Maaret Tamsrin","معرة تمصرين","SY070005",90,"مخيم ابو شهاب","C3942","Kafr - Kafrehmul","الكفر_كفريحمول",36.060228,36.695356,"Food Voucher","Out GOAL Area","NULL","GOAL",0,0,0,"Camp",0,"NULL"]
["Alekhwa Camp",1309,"SY07","Idleb","إدلب",4,"Idleb","مركز إدلب","SY0700",18,"Maaret Tamsrin","معرة تمصرين","SY070005",90,"مخيم الاخوة","C3942","Kafr - Kafrehmul","الكفر_كفريحمول",36.060228,36.695356,"Food Voucher","Out GOAL Area","NULL","GOAL",0,0,0,"Camp",0,"NULL"]
["Albohira Camp",1310,"SY07","Idleb","إدلب",4,"Idleb","مركز إدلب","SY0700",18,"Maaret Tamsrin","معرة تمصرين","SY070005",90,"مخيم البحيرة","C3942","Kafr - Kafrehmul","الكفر_كفريحمول",36.060228,36.695356,"Food Voucher","Out GOAL Area","NULL","GOAL",0,0,0,"Camp",0,"NULL"]
["Alharth Camp",1311,"SY07","Idleb","إدلب",4,"Idleb","مركز إدلب","SY0700",18,"Maaret Tamsrin","معرة تمصرين","SY070005",90,"مخيم الحارث","C3942","Kafr - Kafrehmul","الكفر_كفريحمول",36.060228,36.695356,"Food Voucher","Out GOAL Area","NULL","GOAL",0,0,0,"Camp",0,"NULL"]
["Aldahok Camp",1312,"SY07","Idleb","إدلب",4,"Idleb","مركز إدلب","SY0700",18,"Maaret Tamsrin","معرة تمصرين","SY070005",90,"مخيم الداهوك","C3942","Kafr - Kafrehmul","الكفر_كفريحمول",36.060228,36.695356,"Food Voucher","Out GOAL Area","NULL","GOAL",0,0,0,"Camp",0,0]
["Alsaro Camp",1313,"SY07","Idleb","إدلب",4,"Idleb","مركز إدلب","SY0700",18,"Maaret Tamsrin","معرة تمصرين","SY070005",90,"مخيم السرو","C3942","Kafr - Kafrehmul","الكفر_كفريحمول",36.060228,36.695356,"Food Voucher","Out GOAL Area","NULL","GOAL",0,0,0,"Camp",0,"NULL"]
["Alsalam Camp",1314,"SY07","Idleb","إدلب",4,"Idleb","مركز إدلب","SY0700",18,"Maaret Tamsrin","معرة تمصرين","SY070005",90,"مخيم السلام","C3942","Kafr - Kafrehmul","الكفر_كفريحمول",36.060228,36.695356,"Food Voucher","Out GOAL Area","NULL","GOAL",0,0,0,"Camp",0,"NULL"]
["Alshamali Camp",1315,"SY07","Idleb","إدلب",4,"Idleb","مركز إدلب","SY0700",18,"Maaret Tamsrin","معرة تمصرين","SY070005",90,"مخيم الشمالي","C3942","Kafr - Kafrehmul","الكفر_كفريحمول",36.060228,36.695356,"Food Voucher","Out GOAL Area","NULL","GOAL",0,0,0,"Camp",0,"NULL"]
["Alsawan Camp",1316,"SY07","Idleb","إدلب",4,"Idleb","مركز إدلب","SY0700",18,"Maaret Tamsrin","معرة تمصرين","SY070005",90,"مخيم الصوان","C3942","Kafr - Kafrehmul","الكفر_كفريحمول",36.060228,36.695356,"Food Voucher","Out GOAL Area","NULL","GOAL",0,0,0,"Camp",0,"NULL"]
["Aldaman Camp",1317,"SY07","Idleb","إدلب",4,"Idleb","مركز إدلب","SY0700",18,"Maaret Tamsrin","معرة تمصرين","SY070005",90,"مخيم الضمان","C3942","Kafr - Kafrehmul","الكفر_كفريحمول",36.060228,36.695356,"Food Voucher","Out GOAL Area","NULL","GOAL",0,0,0,"Camp",0,0]
["Alalawi Camp",1318,"SY07","Idleb","إدلب",4,"Idleb","مركز إدلب","SY0700",18,"Maaret Tamsrin","معرة تمصرين","SY070005",90,"مخيم العليوي","C3942","Kafr - Kafrehmul","الكفر_كفريحمول",36.060228,36.695356,"Food Voucher","Out GOAL Area","NULL","GOAL",0,0,0,"Camp",0,"NULL"]
["Alfaiad Camp",1319,"SY07","Idleb","إدلب",4,"Idleb","مركز إدلب","SY0700",18,"Maaret Tamsrin","معرة تمصرين","SY070005",90,"مخيم الفياض","C3942","Kafr - Kafrehmul","الكفر_كفريحمول",36.060228,36.695356,"Food Voucher","Out GOAL Area","NULL","GOAL",0,0,0,"Camp",0,"NULL"]
["Alkasha Camp",1320,"SY07","Idleb","إدلب",4,"Idleb","مركز إدلب","SY0700",18,"Maaret Tamsrin","معرة تمصرين","SY070005",90,"مخيم القشا","C3942","Kafr - Kafrehmul","الكفر_كفريحمول",36.060228,36.695356,"Food Voucher","Out GOAL Area","NULL","GOAL",0,0,0,"Camp",0,"NULL"]
["Almahabi Talmines Camp",1321,"SY07","Idleb","إدلب",4,"Idleb","مركز إدلب","SY0700",18,"Maaret Tamsrin","معرة تمصرين","SY070005",90,"مخيم المحبة تلمنس","C3942","Kafr - Kafrehmul","الكفر_كفريحمول",36.060228,36.695356,"Food Voucher","Out GOAL Area","NULL","GOAL",0,0,0,"Camp",0,"NULL"]
["Almaho Camp",1322,"SY07","Idleb","إدلب",4,"Idleb","مركز إدلب","SY0700",18,"Maaret Tamsrin","معرة تمصرين","SY070005",90,"مخيم المحو","C3942","Kafr - Kafrehmul","الكفر_كفريحمول",36.060228,36.695356,"Food Voucher","Out GOAL Area","NULL","GOAL",0,0,0,"Camp",0,"NULL"]
["Almakbara Camp",1323,"SY07","Idleb","إدلب",4,"Idleb","مركز إدلب","SY0700",18,"Maaret Tamsrin","معرة تمصرين","SY070005",90,"مخيم المقبرة","C3942","Kafr - Kafrehmul","الكفر_كفريحمول",36.060228,36.695356,"Food Voucher","Out GOAL Area","NULL","GOAL",0,0,0,"Camp",0,"NULL"]
["Alhijra Camp",1324,"SY07","Idleb","إدلب",4,"Idleb","مركز إدلب","SY0700",18,"Maaret Tamsrin","معرة تمصرين","SY070005",90,"مخيم الهجرة","C3942","Kafr - Kafrehmul","الكفر_كفريحمول",36.060228,36.695356,"Food Voucher","Out GOAL Area","NULL","GOAL",0,0,0,"Camp",0,"NULL"]
["Alwafaa Camp",1325,"SY07","Idleb","إدلب",4,"Idleb","مركز إدلب","SY0700",18,"Maaret Tamsrin","معرة تمصرين","SY070005",90,"مخيم الوفاء","C3942","Kafr - Kafrehmul","الكفر_كفريحمول",36.060228,36.695356,"Food Voucher","Out GOAL Area","NULL","GOAL",0,0,0,"Camp",0,"NULL"]
["Khan Alsebel Camp",1326,"SY07","Idleb","إدلب",4,"Idleb","مركز إدلب","SY0700",18,"Maaret Tamsrin","معرة تمصرين","SY070005",90,"مخيم خان السبل","C3942","Kafr - Kafrehmul","الكفر_كفريحمول",36.060228,36.695356,"Food Voucher","Out GOAL Area","NULL","GOAL",0,0,0,"Camp",0,"NULL"]
["Rabie Aljoz Camp",1327,"SY07","Idleb","إدلب",4,"Idleb","مركز إدلب","SY0700",18,"Maaret Tamsrin","معرة تمصرين","SY070005",90,"مخيم ربع الجوار","C3942","Kafr - Kafrehmul","الكفر_كفريحمول",36.060228,36.695356,"Food Voucher","Out GOAL Area","NULL","GOAL",0,0,0,"Camp",0,"NULL"]
["Saberon (Kaferhmul) Camp",1328,"SY07","Idleb","إدلب",4,"Idleb","مركز إدلب","SY0700",18,"Maaret Tamsrin","معرة تمصرين","SY070005",90,"مخيم صابرون (كفريحمول)","C3942","Kafr - Kafrehmul","الكفر_كفريحمول",36.060228,36.695356,"Food Voucher","Out GOAL Area","NULL","GOAL",0,0,0,"Camp",0,"NULL"]
["Maktab Alzaytun Camp",1329,"SY07","Idleb","إدلب",4,"Idleb","مركز إدلب","SY0700",18,"Maaret Tamsrin","معرة تمصرين","SY070005",90,"مخيم مكتب الزيتون","C3942","Kafr - Kafrehmul","الكفر_كفريحمول",36.060228,36.695356,"Food Voucher","Out GOAL Area","NULL","GOAL",0,0,0,"Camp",0,"NULL"]
["Abo Saker Camp",1330,"SY07","Idleb","إدلب",4,"Idleb","مركز إدلب","SY0700",18,"Maaret Tamsrin","معرة تمصرين","SY070005",90,"مخيم ابو صقر","C3951","Kaftin","كفتين",36.095529,36.679142,"Food Voucher","Out GOAL Area","NULL","GOAL",0,0,0,"Camp",0,0]
["Alsorman Camp",1331,"SY07","Idleb","إدلب",4,"Idleb","مركز إدلب","SY0700",18,"Maaret Tamsrin","معرة تمصرين","SY070005",90,"مخيم الصرمان","C3951","Kaftin","كفتين",36.095529,36.679142,"Food Voucher","Out GOAL Area","NULL","GOAL",0,0,0,"Camp",0,"NULL"]
["Alkasem Camp",1332,"SY07","Idleb","إدلب",4,"Idleb","مركز إدلب","SY0700",18,"Maaret Tamsrin","معرة تمصرين","SY070005",90,"مخيم القاسم","C3951","Kaftin","كفتين",36.095529,36.679142,"Food Voucher","Out GOAL Area","NULL","GOAL",0,0,0,"Camp",0,"NULL"]
["Almanhal Camp",1333,"SY07","Idleb","إدلب",4,"Idleb","مركز إدلب","SY0700",18,"Maaret Tamsrin","معرة تمصرين","SY070005",90,"مخيم المنهل","C3951","Kaftin","كفتين",36.095529,36.679142,"Food Voucher","Out GOAL Area","NULL","GOAL",0,0,0,"Camp",0,0]
["Sham 1 Camp",1334,"SY07","Idleb","إدلب",4,"Idleb","مركز إدلب","SY0700",18,"Maaret Tamsrin","معرة تمصرين","SY070005",90,"مخيم شام ١","C3951","Kaftin","كفتين",36.095529,36.679142,"Food Voucher","Out GOAL Area","NULL","GOAL",0,0,0,"Camp",0,"NULL"]
["Sham 2 Camp",1335,"SY07","Idleb","إدلب",4,"Idleb","مركز إدلب","SY0700",18,"Maaret Tamsrin","معرة تمصرين","SY070005",90,"مخيم شام 2","C3951","Kaftin","كفتين",36.095529,36.679142,"Food Voucher","Out GOAL Area","NULL","GOAL",0,0,0,"Camp",0,"NULL"]
["Albedar Camp",1336,"SY07","Idleb","إدلب",4,"Idleb","مركز إدلب","SY0700",18,"Maaret Tamsrin","معرة تمصرين","SY070005",90,"مخيم البيدر","C3950","Maaret Elekhwan","معارة الاخوان",36.065887,36.670026,"Food Voucher","Out GOAL Area","NULL","GOAL",0,0,0,"Camp",0,"NULL"]
["Alkhairia Camp",1337,"SY07","Idleb","إدلب",4,"Idleb","مركز إدلب","SY0700",18,"Maaret Tamsrin","معرة تمصرين","SY070005",90,"مخيم الخيرية","C3950","Maaret Elekhwan","معارة الاخوان",36.065887,36.670026,"Food Voucher","Out GOAL Area","NULL","GOAL",0,0,0,"Camp",0,"NULL"]
["Aldiab Camp",1338,"SY07","Idleb","إدلب",4,"Idleb","مركز إدلب","SY0700",18,"Maaret Tamsrin","معرة تمصرين","SY070005",90,"مخيم الدياب","C3950","Maaret Elekhwan","معارة الاخوان",36.065887,36.670026,"Food Voucher","Out GOAL Area","NULL","GOAL",0,0,0,"Camp",0,0]
["Alomar Camp",1339,"SY07","Idleb","إدلب",4,"Idleb","مركز إدلب","SY0700",18,"Maaret Tamsrin","معرة تمصرين","SY070005",90,"مخيم العمر","C3950","Maaret Elekhwan","معارة الاخوان",36.065887,36.670026,"Food Voucher","Out GOAL Area","NULL","GOAL",0,0,0,"Camp",0,"NULL"]
["Alghaba Camp",1340,"SY07","Idleb","إدلب",4,"Idleb","مركز إدلب","SY0700",18,"Maaret Tamsrin","معرة تمصرين","SY070005",90,"مخيم الغابة","C3950","Maaret Elekhwan","معارة الاخوان",36.065887,36.670026,"Food Voucher","Out GOAL Area","NULL","GOAL",0,0,0,"Camp",0,"NULL"]
["Almansi Camp",1341,"SY07","Idleb","إدلب",4,"Idleb","مركز إدلب","SY0700",18,"Maaret Tamsrin","معرة تمصرين","SY070005",90,"مخيم المنسي","C3950","Maaret Elekhwan","معارة الاخوان",36.065887,36.670026,"Food Voucher","Out GOAL Area","NULL","GOAL",0,0,0,"Camp",0,"NULL"]
["Altal Camp",1342,"SY07","Idleb","إدلب",4,"Idleb","مركز إدلب","SY0700",18,"Maaret Tamsrin","معرة تمصرين","SY070005",90,"مخيم التل","C3941","Ram Hamdan","رام حمدان",36.026658,36.712528,"Food Voucher","Out GOAL Area","NULL","GOAL",0,0,0,"Camp",0,"NULL"]
["Almaghsala Camp",1343,"SY07","Idleb","إدلب",4,"Idleb","مركز إدلب","SY0700",18,"Maaret Tamsrin","معرة تمصرين","SY070005",90,"مخيم المغسلة","C3941","Ram Hamdan","رام حمدان",36.026658,36.712528,"Food Voucher","Out GOAL Area","NULL","GOAL",0,0,0,"Camp",0,"NULL"]
["Almakbas Camp",1344,"SY07","Idleb","إدلب",4,"Idleb","مركز إدلب","SY0700",18,"Maaret Tamsrin","معرة تمصرين","SY070005",90,"مخيم المكبس","C3941","Ram Hamdan","رام حمدان",36.026658,36.712528,"Food Voucher","Out GOAL Area","NULL","GOAL",0,0,0,"Camp",0,"NULL"]
["Alandalos 1 Camp",1345,"SY07","Idleb","إدلب",4,"Idleb","مركز إدلب","SY0700",18,"Maaret Tamsrin","معرة تمصرين","SY070005",90,"مخيم الاندلس 1","C3938","Zardana Mashehad","زردنا_مشهد",36.044676,36.750484,"Food Voucher","Out GOAL Area","NULL","GOAL",0,0,0,"Camp",0,"NULL"]
["Alandalos 2 Camp",1346,"SY07","Idleb","إدلب",4,"Idleb","مركز إدلب","SY0700",18,"Maaret Tamsrin","معرة تمصرين","SY070005",90,"مخيم الاندلس 2","C3938","Zardana Mashehad","زردنا_مشهد",36.044676,36.750484,"Food Voucher","Out GOAL Area","NULL","GOAL",0,0,0,"Camp",0,"NULL"]
["Alrahma Camp",1347,"SY07","Idleb","إدلب",4,"Idleb","مركز إدلب","SY0700",18,"Maaret Tamsrin","معرة تمصرين","SY070005",90,"مخيم الرحمة","C3944","Hazano","حزانو",36.089722,36.712528,"Food Voucher","Out GOAL Area","NULL","GOAL",0,0,0,"Camp",0,"NULL"]
["Alnor Camp",1348,"SY07","Idleb","إدلب",4,"Idleb","مركز إدلب","SY0700",18,"Maaret Tamsrin","معرة تمصرين","SY070005",90,"مخيم النور","C3938","Zardana Mashehad","زردنا_مشهد",36.044676,36.750484,"Food Voucher","Out GOAL Area","NULL","GOAL",0,0,0,"Camp",0,"NULL"]
["Ghsin Alzaytun Camp",1349,"SY07","Idleb","إدلب",4,"Idleb","مركز إدلب","SY0700",18,"Maaret Tamsrin","معرة تمصرين","SY070005",90,"مخيم غصن الزيتون","C3938","Zardana Mashehad","زردنا_مشهد",36.044676,36.750484,"Food Voucher","Out GOAL Area","NULL","GOAL",0,0,0,"Camp",0,"NULL"]
["Ali Bacco",1350,"SY02","Aleppo","حلب",1,"Afrin","عفرين","SY0203",3,"Bulbul","بلبل","SY020301",16,"علي باكو","C1391","Bulbul","بلبل",36.7587519,36.7531719,"Out GOAL Area","Out GOAL Area","NULL","GOAL",0,0,0,"Community",0,"NULL"]
["Hir Saleh Camp",1351,"SY07","Idleb","إدلب",4,"Idleb","مركز إدلب","SY0700",18,"Maaret Tamsrin","معرة تمصرين","SY070005",90,"مخيم حير صالح","C3949","Kelly","كللي",36.110446,36.693612,"Food Voucher","Out GOAL Area","NULL","GOAL",0,0,0,"Camp",0,"NULL"]
["Alhwija Camp",1352,"SY07","Idleb","إدلب",4,"Idleb","مركز إدلب","SY0700",18,"Maaret Tamsrin","معرة تمصرين","SY070005",90,"مخيم الحويجة","C3939","Batenta","باتنته",36.007163,36.630708,"Food Voucher","Out GOAL Area","NULL","GOAL",0,0,0,"Camp",0,0]
["Alsawame Camp",1353,"SY07","Idleb","إدلب",4,"Idleb","مركز إدلب","SY0700",18,"Maaret Tamsrin","معرة تمصرين","SY070005",90,"مخيم الصوامع","C3943","Arshin","عرشين  ",36.069361,36.613833,"Food Voucher","Out GOAL Area","NULL","GOAL",0,0,0,"Camp",0,0]
["Abu Bakr Camp",1354,"SY07","Idleb","إدلب",4,"Idleb","مركز إدلب","SY0700",18,"Maaret Tamsrin","معرة تمصرين","SY070005",90,"مخيم ابو بكر","C3939","Batenta","باتنته",36.007163,36.630708,"Food Voucher","Out GOAL Area","NULL","GOAL",0,0,0,"Camp",0,"NULL"]
["Albakdash Camp",1355,"SY07","Idleb","إدلب",4,"Idleb","مركز إدلب","SY0700",18,"Maaret Tamsrin","معرة تمصرين","SY070005",90,"مخيم البكداش","C3939","Batenta","باتنته",36.007163,36.630708,"Food Voucher","Out GOAL Area","NULL","GOAL",0,0,0,"Camp",0,"NULL"]
["Alrahman(batenta) Camp ",1356,"SY07","Idleb","إدلب",4,"Idleb","مركز إدلب","SY0700",18,"Maaret Tamsrin","معرة تمصرين","SY070005",90,"مخيم الرحمن (باتنتا)","C3939","Batenta","باتنته",36.007163,36.630708,"Food Voucher","Out GOAL Area","NULL","GOAL",0,0,0,"Camp",0,"NULL"]
["Aldamin Camp",1357,"SY07","Idleb","إدلب",4,"Idleb","مركز إدلب","SY0700",18,"Maaret Tamsrin","معرة تمصرين","SY070005",90,"مخيم الضامن","C3939","Batenta","باتنته",36.007163,36.630708,"Food Voucher","Out GOAL Area","NULL","GOAL",0,0,0,"Camp",0,"NULL"]
["Alayman Camp",1358,"SY07","Idleb","إدلب",4,"Idleb","مركز إدلب","SY0700",18,"Maaret Tamsrin","معرة تمصرين","SY070005",90,"مخيم الإيمان","C3947","Bear-altaeeb","بيرة الطيب",36.037027,36.560141,"Food Voucher","Out GOAL Area","NULL","GOAL",0,0,0,"Camp",0,"NULL"]
["Alsika Camp",1359,"SY07","Idleb","إدلب",4,"Idleb","مركز إدلب","SY0700",18,"Maaret Tamsrin","معرة تمصرين","SY070005",90,"مخيم السكه","C3947","Bear-altaeeb","بيرة الطيب",36.037027,36.560141,"Food Voucher","Out GOAL Area","NULL","GOAL",0,0,0,"Camp",0,"NULL"]
[" Aleazu Camp",1360,"SY07","Idleb","إدلب",4,"Idleb","مركز إدلب","SY0700",18,"Maaret Tamsrin","معرة تمصرين","SY070005",90,"مخيم العزو","C3947","Bear-altaeeb","بيرة الطيب",36.037027,36.560141,"Food Voucher","Out GOAL Area","NULL","GOAL",0,0,0,"Camp",0,"NULL"]
[" Albarqum Camp",1361,"SY07","Idleb","إدلب",4,"Idleb","مركز إدلب","SY0700",18,"Maaret Tamsrin","معرة تمصرين","SY070005",90,"مخيم البرقوم","C6633","Beeret Kaftin","بيرة كفتين",36.086187,36.655657,"Food Voucher","Out GOAL Area","NULL","GOAL",0,0,0,"Camp",0,"NULL"]
["Alkhalifa Camp",1362,"SY07","Idleb","إدلب",4,"Idleb","مركز إدلب","SY0700",18,"Maaret Tamsrin","معرة تمصرين","SY070005",90,"مخيم الخليفة","C6633","Beeret Kaftin","بيرة كفتين",36.086187,36.655657,"Food Voucher","Out GOAL Area","NULL","GOAL",0,0,0,"Camp",0,"NULL"]
["Altalhia Camp",1363,"SY07","Idleb","إدلب",4,"Idleb","مركز إدلب","SY0700",18,"Maaret Tamsrin","معرة تمصرين","SY070005",90,"مخيم الطلحية","C3937","Bhora","بحورى",36.000222,36.599546,"Food Voucher","Out GOAL Area","NULL","GOAL",0,0,0,"Camp",0,"NULL"]
["Mashamis Camp",1364,"SY07","Idleb","إدلب",4,"Idleb","مركز إدلب","SY0700",18,"Maaret Tamsrin","معرة تمصرين","SY070005",90,"مخيم مشاميس","C3937","Bhora","بحورى",36.000222,36.599546,"Food Voucher","Out GOAL Area","NULL","GOAL",0,0,0,"Camp",0,"NULL"]
["Almadni Camp",1365,"SY07","Idleb","إدلب",4,"Idleb","مركز إدلب","SY0700",18,"Maaret Tamsrin","معرة تمصرين","SY070005",90,"مخيم  المدني","C3944","Hazano","حزانو",36.089722,36.712528,"Food Voucher","Out GOAL Area","NULL","GOAL",0,0,0,"Camp",0,0]
["Alajjyal Camp",1366,"SY07","Idleb","إدلب",4,"Idleb","مركز إدلب","SY0700",18,"Maaret Tamsrin","معرة تمصرين","SY070005",90,"مخيم الأجيال","C3944","Hazano","حزانو",36.089722,36.712528,"Food Voucher","Out GOAL Area","NULL","GOAL",0,0,0,"Camp",0,"NULL"]
["Albalat Camp",1367,"SY07","Idleb","إدلب",4,"Idleb","مركز إدلب","SY0700",18,"Maaret Tamsrin","معرة تمصرين","SY070005",90,"مخيم البلاط","C3944","Hazano","حزانو",36.089722,36.712528,"Food Voucher","Out GOAL Area","NULL","GOAL",0,0,0,"Camp",0,"NULL"]
["Aljuma Camp",1368,"SY07","Idleb","إدلب",4,"Idleb","مركز إدلب","SY0700",18,"Maaret Tamsrin","معرة تمصرين","SY070005",90,"مخيم الجمعة","C3944","Hazano","حزانو",36.089722,36.712528,"Food Voucher","Out GOAL Area","NULL","GOAL",0,0,0,"Camp",0,"NULL"]
["Alkhidr Camp",1369,"SY07","Idleb","إدلب",4,"Idleb","مركز إدلب","SY0700",18,"Maaret Tamsrin","معرة تمصرين","SY070005",90,"مخيم الخضر","C3944","Hazano","حزانو",36.089722,36.712528,"Food Voucher","Out GOAL Area","NULL","GOAL",0,0,0,"Camp",0,"NULL"]
["Alraed Camp",1370,"SY07","Idleb","إدلب",4,"Idleb","مركز إدلب","SY0700",18,"Maaret Tamsrin","معرة تمصرين","SY070005",90,"مخيم الرائد","C3944","Hazano","حزانو",36.089722,36.712528,"Food Voucher","Out GOAL Area","NULL","GOAL",0,0,0,"Camp",0,"NULL"]
["Alrazzouq Camp",1371,"SY07","Idleb","إدلب",4,"Idleb","مركز إدلب","SY0700",18,"Maaret Tamsrin","معرة تمصرين","SY070005",90,"مخيم الرزوق","C3944","Hazano","حزانو",36.089722,36.712528,"Food Voucher","Out GOAL Area","NULL","GOAL",0,0,0,"Camp",0,"NULL"]
["Alrayan Camp",1372,"SY07","Idleb","إدلب",4,"Idleb","مركز إدلب","SY0700",18,"Maaret Tamsrin","معرة تمصرين","SY070005",90,"مخيم الريان","C3944","Hazano","حزانو",36.089722,36.712528,"Food Voucher","Out GOAL Area","NULL","GOAL",0,0,0,"Camp",0,"NULL"]
["Alziaue Camp",1373,"SY07","Idleb","إدلب",4,"Idleb","مركز إدلب","SY0700",18,"Maaret Tamsrin","معرة تمصرين","SY070005",90,"مخيم الزيعاوي","C3944","Hazano","حزانو",36.089722,36.712528,"Food Voucher","Out GOAL Area","NULL","GOAL",0,0,0,"Camp",0,"NULL"]
["Alsharia Camp",1374,"SY07","Idleb","إدلب",4,"Idleb","مركز إدلب","SY0700",18,"Maaret Tamsrin","معرة تمصرين","SY070005",90,"مخيم الشرعية","C3944","Hazano","حزانو",36.089722,36.712528,"Food Voucher","Out GOAL Area","NULL","GOAL",0,0,0,"Camp",0,0]
["Alabbas Camp",1375,"SY07","Idleb","إدلب",4,"Idleb","مركز إدلب","SY0700",18,"Maaret Tamsrin","معرة تمصرين","SY070005",90,"مخيم العباس","C3944","Hazano","حزانو",36.089722,36.712528,"Food Voucher","Out GOAL Area","NULL","GOAL",0,0,0,"Camp",0,"NULL"]
["Alfanat Camp",1376,"SY07","Idleb","إدلب",4,"Idleb","مركز إدلب","SY0700",18,"Maaret Tamsrin","معرة تمصرين","SY070005",90,"مخيم الفانات","C3944","Hazano","حزانو",36.089722,36.712528,"Food Voucher","Out GOAL Area","NULL","GOAL",0,0,0,"Camp",0,"NULL"]
["Almoruj Camp",1377,"SY07","Idleb","إدلب",4,"Idleb","مركز إدلب","SY0700",18,"Maaret Tamsrin","معرة تمصرين","SY070005",90,"مخيم المروج","C3944","Hazano","حزانو",36.089722,36.712528,"Food Voucher","Out GOAL Area","NULL","GOAL",0,0,0,"Camp",0,"NULL"]
["Almutasem Camp",1378,"SY07","Idleb","إدلب",4,"Idleb","مركز إدلب","SY0700",18,"Maaret Tamsrin","معرة تمصرين","SY070005",90,"مخيم المعتصم","C3944","Hazano","حزانو",36.089722,36.712528,"Food Voucher","Out GOAL Area","NULL","GOAL",0,0,0,"Camp",0,0]
["Almafraq Camp",1379,"SY07","Idleb","إدلب",4,"Idleb","مركز إدلب","SY0700",18,"Maaret Tamsrin","معرة تمصرين","SY070005",90,"مخيم المفرق","C3944","Hazano","حزانو",36.089722,36.712528,"Food Voucher","Out GOAL Area","NULL","GOAL",0,0,0,"Camp",0,"NULL"]
["Almalab Aljadid Camp",1380,"SY07","Idleb","إدلب",4,"Idleb","مركز إدلب","SY0700",18,"Maaret Tamsrin","معرة تمصرين","SY070005",90,"مخيم الملعب الجديد","C3944","Hazano","حزانو",36.089722,36.712528,"Food Voucher","Out GOAL Area","NULL","GOAL",0,0,0,"Camp",0,"NULL"]
["Almanshara Camp",1381,"SY07","Idleb","إدلب",4,"Idleb","مركز إدلب","SY0700",18,"Maaret Tamsrin","معرة تمصرين","SY070005",90,"مخيم المنشرة","C3944","Hazano","حزانو",36.089722,36.712528,"Food Voucher","Out GOAL Area","NULL","GOAL",0,0,0,"Camp",0,"NULL"]
["Almansour Camp",1382,"SY07","Idleb","إدلب",4,"Idleb","مركز إدلب","SY0700",18,"Maaret Tamsrin","معرة تمصرين","SY070005",90,"مخيم المنصور","C3944","Hazano","حزانو",36.089722,36.712528,"Food Voucher","Out GOAL Area","NULL","GOAL",0,0,0,"Camp",0,"NULL"]
["Alnaseer Camp",1383,"SY07","Idleb","إدلب",4,"Idleb","مركز إدلب","SY0700",18,"Maaret Tamsrin","معرة تمصرين","SY070005",90,"مخيم النصير","C3944","Hazano","حزانو",36.089722,36.712528,"Food Voucher","Out GOAL Area","NULL","GOAL",0,0,0,"Camp",0,"NULL"]
["Bast Alkahraba Camp",1384,"SY07","Idleb","إدلب",4,"Idleb","مركز إدلب","SY0700",18,"Maaret Tamsrin","معرة تمصرين","SY070005",90,"مخيم بسط الكهرباء","C3944","Hazano","حزانو",36.089722,36.712528,"Food Voucher","Out GOAL Area","NULL","GOAL",0,0,0,"Camp",0,0]
["Jumiat Abdo Alshaik Camp",1385,"SY07","Idleb","إدلب",4,"Idleb","مركز إدلب","SY0700",18,"Maaret Tamsrin","معرة تمصرين","SY070005",90,"مخيم جمعية عبدو الشيخ","C3944","Hazano","حزانو",36.089722,36.712528,"Food Voucher","Out GOAL Area","NULL","GOAL",0,0,0,"Camp",0,"NULL"]
["Karm Alsaleh Camp",1386,"SY07","Idleb","إدلب",4,"Idleb","مركز إدلب","SY0700",18,"Maaret Tamsrin","معرة تمصرين","SY070005",90,"مخيم كرم الصالح","C3944","Hazano","حزانو",36.089722,36.712528,"Food Voucher","Out GOAL Area","NULL","GOAL",0,0,0,"Camp",0,"NULL"]
["Karm Abdo Alzain Camp",1387,"SY07","Idleb","إدلب",4,"Idleb","مركز إدلب","SY0700",18,"Maaret Tamsrin","معرة تمصرين","SY070005",90,"مخيم كرم عبدو الزين","C3944","Hazano","حزانو",36.089722,36.712528,"Food Voucher","Out GOAL Area","NULL","GOAL",0,0,0,"Camp",0,"NULL"]
["Madjana Abdo Alshaik Camp",1388,"SY07","Idleb","إدلب",4,"Idleb","مركز إدلب","SY0700",18,"Maaret Tamsrin","معرة تمصرين","SY070005",90,"مخيم مدجنة عبدو الشيخ","C3944","Hazano","حزانو",36.089722,36.712528,"Food Voucher","Out GOAL Area","NULL","GOAL",0,0,0,"Camp",0,"NULL"]
["Mashrou Alzain Camp",1389,"SY07","Idleb","إدلب",4,"Idleb","مركز إدلب","SY0700",18,"Maaret Tamsrin","معرة تمصرين","SY070005",90,"مخيم مشروع الزين","C3944","Hazano","حزانو",36.089722,36.712528,"Food Voucher","Out GOAL Area","NULL","GOAL",0,0,0,"Camp",0,"NULL"]
["Alhayek Camp",1390,"SY07","Idleb","إدلب",4,"Idleb","مركز إدلب","SY0700",18,"Maaret Tamsrin","معرة تمصرين","SY070005",90,"مخيم الحايك","C6632","Hbit","هبيط",35.996499,36.626718,"Food Voucher","Out GOAL Area","NULL","GOAL",0,0,0,"Camp",0,"NULL"]
["Alabaseen Camp",1391,"SY07","Idleb","إدلب",4,"Idleb","مركز إدلب","SY0700",18,"Maaret Tamsrin","معرة تمصرين","SY070005",90,"مخيم العباسين","C6632","Hbit","هبيط",35.996499,36.626718,"Food Voucher","Out GOAL Area","NULL","GOAL",0,0,0,"Camp",0,"NULL"]
["Alkhazan(Kafrehmul) Camp ",1392,"SY07","Idleb","إدلب",4,"Idleb","مركز إدلب","SY0700",18,"Maaret Tamsrin","معرة تمصرين","SY070005",90,"مخيم الخزان (كفريحمول)","C3942","Kafr - Kafrehmul","الكفر_كفريحمول",36.060228,36.695356,"Food Voucher","Out GOAL Area","NULL","GOAL",0,0,0,"Camp",0,"NULL"]
["Alawda(Maaret Elekhwan) Camp",1393,"SY07","Idleb","إدلب",4,"Idleb","مركز إدلب","SY0700",18,"Maaret Tamsrin","معرة تمصرين","SY070005",90,"مخيم العودة (معارة اخوان)","C3950","Maaret Elekhwan","معارة الاخوان",36.065887,36.670026,"Food Voucher","Out GOAL Area","NULL","GOAL",0,0,0,"Camp",0,"NULL"]
["Kafr Janna",1394,"SY02","Aleppo","حلب",1,"Afrin","عفرين","SY0203",3,"Sharan","شران","SY020304",19,"كفر جنة","C1518","Kafr Janna","كفر جنة",36.584073,36.949674,"Out GOAL Area","Out GOAL Area","NULL","NULL",2587,0,1,"Community",0,"NULL"]
["Alzaytoun Camp",1395,"SY02","Aleppo","حلب",1,"A'zaz","اعزاز","SY0204",4,"A'zaz","مركز اعزاز","SY020400",22,"مخيم الزيتون","C1564","A'zaz","اعزاز",36.584872,37.04316,"Out GOAL Area","Out GOAL Area","NULL","GOAL",0,0,0,"Camp",0,"NULL"]
["Al Zuhour Camp",1396,"SY02","Aleppo","حلب",1,"A'zaz","اعزاز","SY0204",4,"A'zaz","مركز اعزاز","SY020400",22,"مخيم الزهور","C1564","A'zaz","اعزاز",36.584872,37.04316,"Out GOAL Area","Out GOAL Area","NULL","GOAL",0,0,0,"Camp",0,"NULL"]
["Al Ekhwa Camp",1397,"SY02","Aleppo","حلب",1,"A'zaz","اعزاز","SY0204",4,"A'zaz","مركز اعزاز","SY020400",22,"مخيم الاخوة","C1564","A'zaz","اعزاز",36.584872,37.04316,"Out GOAL Area","Out GOAL Area","NULL","GOAL",0,0,0,"Camp",0,"NULL"]
["Asianah Camp",1398,"SY02","Aleppo","حلب",1,"A'zaz","اعزاز","SY0204",4,"A'zaz","مركز اعزاز","SY020400",22,"مخيم العصيانة","C1564","A'zaz","اعزاز",36.584872,37.04316,"Out GOAL Area","Out GOAL Area","NULL","GOAL",0,0,0,"Camp",0,"NULL"]
["Tal Aldebes Camp",1399,"SY02","Aleppo","حلب",1,"A'zaz","اعزاز","SY0204",4,"A'zaz","مركز اعزاز","SY020400",22,"مخيم تل دبس","C1564","A'zaz","اعزاز",36.584872,37.04316,"Out GOAL Area","Out GOAL Area","NULL","NULL",0,0,0,"Camp",0,"NULL"]
["Al-shabiba camp",1400,"SY02","Aleppo","حلب",1,"A'zaz","اعزاز","SY0204",4,"A'zaz","مركز اعزاز","SY020400",22,"مخيم الشبيبة","C1564","A'zaz","اعزاز",36.584872,37.04316,"Out GOAL Area","Out GOAL Area","NULL","GOAL",0,0,0,"Camp",0,"NULL"]
["Abu Hasan Camp",1401,"SY02","Aleppo","حلب",1,"A'zaz","اعزاز","SY0204",4,"A'zaz","مركز اعزاز","SY020400",22,"مخيم ابو حسن","C1564","A'zaz","اعزاز",36.584872,37.04316,"Out GOAL Area","Out GOAL Area","NULL","GOAL",0,0,0,"Camp",0,"NULL"]
["Kaljibrin",1402,"SY02","Aleppo","حلب",1,"A'zaz","اعزاز","SY0204",4,"A'zaz","مركز اعزاز","SY020400",22,"كلجبرين","C1575","Kaljibrin","كلجبرين",36.537162,37.116102,"Out GOAL Area","Out GOAL Area","NULL","NULL",13324,0,0,"Community",0,"NULL"]
["Hiwar Kalas",1403,"SY02","Aleppo","حلب",1,"A'zaz","اعزاز","SY0204",4,"Suran","صوران","SY020405",27,"حوار كلس","C1661","Hiwar Kalas","حوار كلس",36.6589,37.212759,"Out GOAL Area","Out GOAL Area","NULL","NULL",1607,0,0,"NULL",0,"NULL"]
["Shamarin",1404,"SY02","Aleppo","حلب",1,"A'zaz","اعزاز","SY0204",4,"A'zaz","مركز اعزاز","SY020400",22,"شمارين","C1566","Shamarin","شمارين",36.661526,37.129068,"Out GOAL Area","Out GOAL Area","NULL","NULL",70650,0,0,"NULL",0,"NULL"]
["Maydan Afrin",1405,"SY02","Aleppo","حلب",1,"Afrin","عفرين","SY0203",3,"Sharan","شران","SY020304",19,"الميدان عفرين","C1505","Maydan Afrin","الميدان عفرين",36.642266,36.882007,"Out GOAL Area","Out GOAL Area","NULL","NULL",4209,0,1,"NULL",0,"NULL"]
["Albeer Camp",1406,"SY07","Idleb","إدلب",4,"Idleb","مركز إدلب","SY0700",18,"Maaret Tamsrin","معرة تمصرين","SY070005",90,"مخيم البير","C3948","Kafr Nabi","كفربني",36.058005,36.607989,"Food Voucher","Out GOAL Area","NULL","GOAL",0,0,0,"Camp",0,"NULL"]
["Alfahed Camp",1407,"SY07","Idleb","إدلب",4,"Idleb","مركز إدلب","SY0700",18,"Maaret Tamsrin","معرة تمصرين","SY070005",90,"مخيم الفهد","C3942","Kafr - Kafrehmul","الكفر_كفريحمول",36.060228,36.695356,"Food Voucher","Out GOAL Area","NULL","GOAL",0,0,0,"Camp",0,"NULL"]
["Abo Mater Camp",1408,"SY02","Aleppo","حلب",1,"A'zaz","اعزاز","SY0204",4,"A'zaz","مركز اعزاز","SY020400",22,"مخيم ابو مطر","C1564","A'zaz","اعزاز",36.584872,37.04316,"Out GOAL Area","Out GOAL Area","NULL","GOAL",0,0,0,"Camp",0,"NULL"]
["Al-Musharfa camp",1409,"SY02","Aleppo","حلب",1,"A'zaz","اعزاز","SY0204",4,"A'zaz","مركز اعزاز","SY020400",22,"مخيم المشارفه","C1564","A'zaz","اعزاز",36.584872,37.04316,"Out GOAL Area","Out GOAL Area","NULL","GOAL",0,0,0,"Camp",0,"NULL"]
["Maskana Camp",1410,"SY02","Aleppo","حلب",1,"A'zaz","اعزاز","SY0204",4,"A'zaz","مركز اعزاز","SY020400",22,"مخيم مسكنه","C1564","A'zaz","اعزاز",36.584872,37.04316,"Out GOAL Area","Out GOAL Area","NULL","GOAL",0,0,0,"Camp",0,"NULL"]
["Sook Alhal Camp",1411,"SY02","Aleppo","حلب",1,"A'zaz","اعزاز","SY0204",4,"A'zaz","مركز اعزاز","SY020400",22,"مخيم سوق الهال","C1564","A'zaz","اعزاز",36.584872,37.04316,"Out GOAL Area","Out GOAL Area","NULL","GOAL",0,0,0,"Camp",0,"NULL"]
["Alaramel Camp",1412,"SY02","Aleppo","حلب",1,"A'zaz","اعزاز","SY0204",4,"A'zaz","مركز اعزاز","SY020400",22,"مخيم الارامل","C1564","A'zaz","اعزاز",36.584872,37.04316,"Out GOAL Area","Out GOAL Area","NULL","GOAL",0,0,0,"Camp",0,"NULL"]
["Jab Rkia al-Turabi camp",1413,"SY02","Aleppo","حلب",1,"A'zaz","اعزاز","SY0204",4,"A'zaz","مركز اعزاز","SY020400",22,"مخيم جب ركية الترابي","C1564","A'zaz","اعزاز",36.584872,37.04316,"Out GOAL Area","Out GOAL Area","NULL","GOAL",0,0,0,"Camp",0,"NULL"]
["Shaker camp",1414,"SY02","Aleppo","حلب",1,"A'zaz","اعزاز","SY0204",4,"A'zaz","مركز اعزاز","SY020400",22,"مخيم شاكر","C1564","A'zaz","اعزاز",36.584872,37.04316,"Out GOAL Area","Out GOAL Area","NULL","GOAL",0,0,0,"Camp",0,"NULL"]
["Ram Hamdan Camp",1415,"SY07","Idleb","إدلب",4,"Idleb","مركز إدلب","SY0700",18,"Maaret Tamsrin","معرة تمصرين","SY070005",90," مخيم رام حمدان","C3941","Ram Hamdan","رام حمدان",36.026658,36.712528,"Food Voucher","Out GOAL Area","NULL","GOAL",0,0,0,"Camp",0,"NULL"]
["Shmarekh",1416,"SY02","Aleppo","حلب",1,"A'zaz","اعزاز","SY0204",4,"A'zaz","مركز اعزاز","SY020400",22,"شمارخ","C1557","Shmarekh","شمارخ",36.641738,37.129244,"Out GOAL Area","Out GOAL Area","NULL","GOAL",24798,0,0,"NULL",0,"NULL"]
["khalf bawwabat almadina Camp",1417,"SY02","Aleppo","حلب",1,"A'zaz","اعزاز","SY0204",4,"A'zaz","مركز اعزاز","SY020400",22,"مخيم خلف بوابة المدينة","C1564","A'zaz","اعزاز",36.584872,37.04316,"Out GOAL Area","Out GOAL Area","NULL","GOAL",0,0,0,"Camp",0,"NULL"]
["Alandalos 3 Camp",1418,"SY07","Idleb","إدلب",4,"Idleb","مركز إدلب","SY0700",18,"Maaret Tamsrin","معرة تمصرين","SY070005",90,"مخيم الاندلس 3","C3938","Zardana Mashehad","زردنا_مشهد",36.044676,36.750484,"Food Voucher","Out GOAL Area","NULL","GOAL",0,0,0,"Camp",0,"NULL"]
["Wedaa Mamel Alzet Camp",1419,"SY07","Idleb","إدلب",4,"Idleb","مركز إدلب","SY0700",18,"Maaret Tamsrin","معرة تمصرين","SY070005",90,"مخيم وداع معمل الزيت","C3944","Hazano","حزانو",36.089722,36.712528,"Food Voucher","Out GOAL Area","NULL","GOAL",0,0,0,"Camp",0,"NULL"]
["Alshybya",1420,"SY07","Idleb","إدلب",4,"Jisr-Ash-Shugur","جسر الشغور","SY0704",21,"Jisr-Ash-Shugur","مركز جسر الشغور","SY070400",104,"الشيبية","C4199","Jisr-Ash-Shugur","جسر الشغور",35.818763,36.321535,"Out GOAL Area","Out GOAL Area","NULL","GOAL",1250,1,0,"Community",0,"NULL"]
["Ein Albardeh",1421,"SY07","Idleb","إدلب",4,"Jisr-Ash-Shugur","جسر الشغور","SY0704",21,"Jisr-Ash-Shugur","مركز جسر الشغور","SY070400",104,"عين البادرة","C4199","Jisr-Ash-Shugur","جسر الشغور",35.818763,36.321535,"Out GOAL Area","Out GOAL Area","NULL","GOAL",500,1,0,"Community",0,"NULL"]
["Shyrdyba",1422,"SY07","Idleb","إدلب",4,"Jisr-Ash-Shugur","جسر الشغور","SY0704",21,"Jisr-Ash-Shugur","مركز جسر الشغور","SY070400",104,"شيرديبا","C4199","Jisr-Ash-Shugur","جسر الشغور",35.818763,36.321535,"Out GOAL Area","Out GOAL Area","NULL","GOAL",3200,1,0,"Community",0,"NULL"]
["Ein Martein",1423,"SY07","Idleb","إدلب",4,"Idleb","مركز إدلب","SY0700",18,"Idleb","مركز إدلب","SY070000",85,"عين مرتين","C3878","Martein","مرتين",35.932085,36.576821,"Out GOAL Area","Out GOAL Area","NULL","GOAL",800,1,0,"Community",0,"NULL"]
["Forest area",1424,"SY07","Idleb","إدلب",4,"Idleb","مركز إدلب","SY0700",18,"Idleb","مركز إدلب","SY070000",85,"منطقة الغابات","C3871","Idleb","إدلب",35.931991,36.63491,"Out GOAL Area","Out GOAL Area","NULL","GOAL",515,1,0,"Community",0,"NULL"]
["Kherbet Alnatour",1425,"SY07","Idleb","إدلب",4,"Idleb","مركز إدلب","SY0700",18,"Idleb","مركز إدلب","SY070000",85,"خربة الناطور","C3871","Idleb","إدلب",35.931991,36.63491,"Out GOAL Area","Out GOAL Area","NULL","GOAL",605,1,0,"Community",0,"NULL"]
["Qoubi",1426,"SY07","Idleb","إدلب",4,"Idleb","مركز إدلب","SY0700",18,"Idleb","مركز إدلب","SY070000",85,"القوبي","C3871","Idleb","إدلب",35.931991,36.63491,"Out GOAL Area","Out GOAL Area","NULL","GOAL",535,1,0,"Community",0,"NULL"]
["Kaeebeh",1427,"SY02","Aleppo","حلب",1,"A'zaz","اعزاز","SY0204",4,"Aghtrin","اخترين","SY020401",23,"كعيبة","C1609","Kaeebeh","كعيبة",36.539248,37.421168,"Out GOAL Area","Out GOAL Area","NULL","GOAL",2163,1,0,"Community",0,"NULL"]
["Bqesemtoh",1428,"SY07","Idleb","إدلب",4,"Idleb","مركز إدلب","SY0700",18,"Idleb","مركز إدلب","SY070000",85,"بقسمته","C3873","Sijer - Bqesemtoh","سيجر - بقسمته",35.933648,36.547193,"Out GOAL Area","Out GOAL Area","NULL","GOAL",4323,1,0,"Community",0,"NULL"]
["Abla",1429,"SY02","Aleppo","حلب",1,"A'zaz","اعزاز","SY0204",4,"Aghtrin","اخترين","SY020401",23,"عبلة","C1584","Abla","عبلة - اخترين",36.433109,37.35512,"Out GOAL Area","Out GOAL Area","NULL","NULL",1147,0,1,"Community",0,"NULL"]
["Ahmad Musto",1430,"SY02","Aleppo","حلب",1,"Afrin","عفرين","SY0203",3,"Bulbul","بلبل","SY020301",16,"احمد مصطو","C1391","Bulbul","بلبل",36.769656,36.819347,"Out GOAL Area","Out GOAL Area","NULL","NULL",0,0,1,"Community",0,"NULL"]
["Bekhjah",1431,"SY02","Aleppo","حلب",1,"Afrin","عفرين","SY0203",3,"Bulbul","بلبل","SY020301",16,"بخجة","C1391","Bulbul","بلبل",36.769656,36.819347,"Out GOAL Area","Out GOAL Area","NULL","NULL",0,0,1,"Community",0,"NULL"]
["Hasan Deira",1432,"SY02","Aleppo","حلب",1,"Afrin","عفرين","SY0203",3,"Bulbul","بلبل","SY020301",16,"حسن ديرا","C1391","Bulbul","بلبل",36.769656,36.819347,"Out GOAL Area","Out GOAL Area","NULL","NULL",0,0,1,"Community",0,"NULL"]
["Kheder Fuqani",1433,"SY02","Aleppo","حلب",1,"Afrin","عفرين","SY0203",3,"Bulbul","بلبل","SY020301",16,"خضر فوقاني","C1394","Khader","خضر",36.74634,36.794874,"Out GOAL Area","Out GOAL Area","NULL","NULL",0,0,1,"Community",0,"NULL"]
["Shinkel",1434,"SY02","Aleppo","حلب",1,"Afrin","عفرين","SY0203",3,"Raju","راجو","SY020303",18,"شنكل","C1482","Shankal","شنكل",36.811603,36.742322,"Out GOAL Area","Out GOAL Area","NULL","NULL",773,0,1,"Community",0,"NULL"]
["Ali Bayik",1435,"SY02","Aleppo","حلب",1,"Afrin","عفرين","SY0203",3,"Bulbul","بلبل","SY020301",16,"علي بيك","C1391","Bulbul","بلبل",36.769656,36.819347,"Out GOAL Area","Out GOAL Area","NULL","NULL",0,0,1,"Community",0,"NULL"]
["Kurdu",1436,"SY02","Aleppo","حلب",1,"Afrin","عفرين","SY0203",3,"Bulbul","بلبل","SY020301",16,"كردو","C1391","Bulbul","بلبل",36.769656,36.819347,"Out GOAL Area","Out GOAL Area","NULL","NULL",0,0,1,"Community",0,"NULL"]
["Sim Omariyeh",1438,"SY02","Aleppo","حلب",1,"Afrin","عفرين","SY0203",3,"Sharan","شران","SY020304",19,"السيم العمرية","C1517","Sim Omariyeh","السيم_العمرية",36.734014,36.928646,"Out GOAL Area","Out GOAL Area","NULL","NULL",515,0,1,"Community",0,"NULL"]
["Al Orobah",1439,"SY02","Aleppo","حلب",1,"Afrin","عفرين","SY0203",3,"Sharan","شران","SY020304",19,"العروبة","C8260","Al Orobah","العروبة",36.678069,36.993715,"Out GOAL Area","Out GOAL Area","NULL","NULL",698,0,1,"Community",0,"NULL"]
["Qarra",1440,"SY02","Aleppo","حلب",1,"Afrin","عفرين","SY0203",3,"Sharan","شران","SY020304",19,"القارة","C1509","Qarra (Sharan)","القارة",36.674032,36.901309,"Out GOAL Area","Out GOAL Area","NULL","NULL",856,0,1,"Community",0,"NULL"]
["Yiji",1441,"SY02","Aleppo","حلب",1,"Afrin","عفرين","SY0203",3,"Sharan","شران","SY020304",19,"اليجي","C1500","Yiji","اليجي",36.679729,36.922616,"Out GOAL Area","Out GOAL Area","NULL","NULL",571,0,1,"Community",0,"NULL"]
["Tal Elosud",1442,"SY02","Aleppo","حلب",1,"Afrin","عفرين","SY0203",3,"Sharan","شران","SY020304",19,"تل الاسود","C1497","Sharan (Sharan)","شران - شران",36.623205,36.948385,"Out GOAL Area","Out GOAL Area","NULL","NULL",5206,0,1,"Community",0,"NULL"]
["Deir Siwan",1443,"SY02","Aleppo","حلب",1,"Afrin","عفرين","SY0203",3,"Sharan","شران","SY020304",19,"ديرصوان","C1494","Deir Siwan","ديرصوان",36.714654,36.995046,"Out GOAL Area","Out GOAL Area","NULL","NULL",3471,0,1,"Community",0,"NULL"]
["Qastal Jend",1444,"SY02","Aleppo","حلب",1,"Afrin","عفرين","SY0203",3,"Sharan","شران","SY020304",19,"قسطل جند","C1521","Qastal Jend","قسطل جند",36.632044,37.017854,"Out GOAL Area","Out GOAL Area","NULL","NULL",2951,0,1,"Community",0,"NULL"]
["Madrasat alandalus Camp",1445,"SY02","Aleppo","حلب",1,"A'zaz","اعزاز","SY0204",4,"A'zaz","مركز اعزاز","SY020400",22,"مخيم مدرسة الاندلس","C1564","A'zaz","اعزاز",36.584872,37.04316,"Out GOAL Area","Out GOAL Area","NULL","GOAL",11,0,0,"Camp",0,"NULL"]
["Almarandia Camp",1446,"SY02","Aleppo","حلب",1,"A'zaz","اعزاز","SY0204",4,"A'zaz","مركز اعزاز","SY020400",22,"مخيم المرنديه","C1564","A'zaz","اعزاز",36.584872,37.04316,"Out GOAL Area","Out GOAL Area","NULL","GOAL",0,0,0,"Camp",0,"NULL"]
["Ahmad Camp",1447,"SY02","Aleppo","حلب",1,"A'zaz","اعزاز","SY0204",4,"A'zaz","مركز اعزاز","SY020400",22,"مخيم احمد","C1564","A'zaz","اعزاز",36.584872,37.04316,"Out GOAL Area","Out GOAL Area","NULL","NULL",0,0,0,"Camp",0,"NULL"]
[" Kourzil ",1448,"SY02","Aleppo","حلب",1,"Afrin","عفرين","SY0203",3,"Bulbul","بلبل","SY020301",16,"كورزيل","C1394","Khader","خضر",36.74634,36.794874,"Out GOAL Area","Out GOAL Area","NULL","NULL",0,0,1,"Community",0,"NULL"]
["Farkya",1449,"SY07","Idleb","إدلب",4,"Ariha","أريحا","SY0705",22,"Ehsem","احسم","SY070501",109,"فركيا","C4305",null,null,35.725213,36.59884,"BH NSRF",null,null,"BH",87,0,0,"NULL",0,"NULL"]
["Maghara",1450,"SY07","Idleb","إدلب",4,"Ariha","أريحا","SY0705",22,"Ehsem","احسم","SY070501",109,"المغارة","C4300",null,null,35.737613,36.578404,"BH NSRF",null,null,"BH",803,0,0,"NULL",0,"NULL"]
["Albaydr Camp",1451,"SY02","Aleppo","حلب",1,"Afrin","عفرين","SY0203",3,"Sharan","شران","SY020304",19,"مخيم البيدر","C1497","Sharan (Sharan)","شران - شران",36.621308,36.9416,"Out GOAL Area","Out GOAL Area","NULL","GOAL",0,0,0,"Camp",0,"NULL"]
["Harsh Qatma Camp",1452,"SY02","Aleppo","حلب",1,"Afrin","عفرين","SY0203",3,"Sharan","شران","SY020304",19,"مخيم حرش قطمة","C1497","Sharan (Sharan)","شران - شران",36.621308,36.9416,"Out GOAL Area","Out GOAL Area","NULL","GOAL",0,0,0,"Camp",0,"NULL"]
["Altaher Camp",1453,"SY07","Idleb","إدلب",4,"Idleb","مركز إدلب","SY0700",18,"Maaret Tamsrin","معرة تمصرين","SY070005",90,"مخيم الطاهر","C3944","Hazano","حزانو",36.089722,36.712528,"Food Voucher","Out GOAL Area","NULL","GOAL",0,0,0,"Camp",0,0]
["Habat Albarika Camp",1454,"SY02","Aleppo","حلب",1,"Afrin","عفرين","SY0203",3,"Sharan","شران","SY020304",19,"مخيم حبة البركة","C1497","Sharan (Sharan)","شران - شران",36.621308,36.9416,"Out GOAL Area","Out GOAL Area","NULL","GOAL",0,"NULL","NULL","Camp","NULL","NULL"]
["Qibar Camp",1455,"SY02","Aleppo","حلب",1,"Afrin","عفرين","SY0203",3,"Sharan","شران","SY020304",19,"مخيم قيبار","C1497","Sharan (Sharan)","شران - شران",36.621308,36.9416,"Out GOAL Area","Out GOAL Area","NULL","GOAL",0,"NULL","NULL","Camp","NULL","NULL"]
["Kurtuk 1 Camp",1456,"SY02","Aleppo","حلب",1,"Afrin","عفرين","SY0203",3,"Sharan","شران","SY020304",19,"مخيم كورتك 1","C1497","Sharan (Sharan)","شران - شران",36.621308,36.9416,"Out GOAL Area","Out GOAL Area","NULL","GOAL",0,"NULL","NULL","Camp","NULL","NULL"]
["Kurtuk 2 Camp",1457,"SY02","Aleppo","حلب",1,"Afrin","عفرين","SY0203",3,"Sharan","شران","SY020304",19,"مخيم كورتك 2","C1497","Sharan (Sharan)","شران - شران",36.621308,36.9416,"Out GOAL Area","Out GOAL Area","NULL","GOAL",0,"NULL","NULL","Camp","NULL","NULL"]
["Alrahma Camp (Zardana)",1458,"SY07","Idleb","إدلب",4,"Idleb","مركز إدلب","SY0700",18,"Maaret Tamsrin","معرة تمصرين","SY070005",90,"مخيم الرحمة (زردنا)","C3938","Zardana Mashehad","زردنا_مشهد",36.044676,36.750484,"Food Voucher","Out GOAL Area",null,"GOAL",0,"NULL","NULL","Camp","NULL",0]
["Abo Maki (kelly) Camp",1459,"SY07","Idleb","إدلب",4,"Idleb","مركز إدلب","SY0700",18,"Maaret Tamsrin","معرة تمصرين","SY070005",90,"مخيم ابو مكي (كللي)","C3949","Kelly","كللي",36.110446,36.693612,"Food Voucher","Out GOAL Area",null,"GOAL",0,"NULL","NULL","Camp","NULL","NULL"]
["Alzaytoun (kelly) Camp",1460,"SY07","Idleb","إدلب",4,"Idleb","مركز إدلب","SY0700",18,"Maaret Tamsrin","معرة تمصرين","SY070005",90,"مخيم الزيتون كللي","C3949","Kelly","كللي",36.110446,36.693612,"Food Voucher","Out GOAL Area",null,"GOAL",0,"NULL","NULL","Camp","NULL","NULL"]
["Sham 9 Camp",1461,"SY07","Idleb","إدلب",4,"Idleb","مركز إدلب","SY0700",18,"Maaret Tamsrin","معرة تمصرين","SY070005",90,"مخيم شام 9","C3949","Kelly","كللي",36.110446,36.693612,"Food Voucher","Out GOAL Area",null,"GOAL",0,"NULL","NULL","Camp","NULL",0]
["Alameria Camp",1463,"SY07","Idleb","إدلب",4,"Idleb","مركز إدلب","SY0700",18,"Maaret Tamsrin","معرة تمصرين","SY070005",90,"مخيم العامرية","C3942","Kafr - Kafrehmul","الكفر_كفريحمول",36.060228,36.695356,"Food Voucher","Out GOAL Area","NULL","GOAL",0,"NULL","NULL","Camp","NULL",0]
["Kafraya Camp",1464,"SY07","Idleb","إدلب",4,"Idleb","مركز إدلب","SY0700",18,"Maaret Tamsrin","معرة تمصرين","SY070005",90,"مخيم كفريا","C3949","Kelly","كللي",36.110446,36.693612,"Food Voucher","Out GOAL Area",null,"GOAL",0,"NULL","NULL","Camp","NULL","NULL"]
["Alber Camp",1465,"SY07","Idleb","إدلب",4,"Idleb","مركز إدلب","SY0700",18,"Maaret Tamsrin","معرة تمصرين","SY070005",90,"مخيم البر","C3949","Kelly","كللي",36.110446,36.693612,"Food Voucher","Out GOAL Area",null,"GOAL",0,"NULL","NULL","Camp","NULL",0]
["Altaewun 1-Sharan Camp",1466,"SY02","Aleppo","حلب",1,"Afrin","عفرين","SY0203",3,"Sharan","شران","SY020304",19,"مخيم التعاون 1-شران","C1497","Sharan (Sharan)","شران - شران",36.621308,36.9416,"Out GOAL Area","Out GOAL Area","NULL","GOAL",0,"NULL","NULL","Camp","NULL","NULL"]
["Altaewun 2-Sharan Camp",1467,"SY02","Aleppo","حلب",1,"Afrin","عفرين","SY0203",3,"Sharan","شران","SY020304",19,"مخيم التعاون 2-شران","C1497","Sharan (Sharan)","شران - شران",36.621308,36.9416,"Out GOAL Area","Out GOAL Area","NULL","GOAL",0,"NULL","NULL","Camp","NULL","NULL"]
["Alawda-Sharan Camp",1468,"SY02","Aleppo","حلب",1,"Afrin","عفرين","SY0203",3,"Sharan","شران","SY020304",19,"مخيم العودة-شران","C1497","Sharan (Sharan)","شران - شران",36.621308,36.9416,"Out GOAL Area","Out GOAL Area","NULL","GOAL",0,"NULL","NULL","Camp","NULL","NULL"]
["Kafar Jana Camp",1469,"SY02","Aleppo","حلب",1,"Afrin","عفرين","SY0203",3,"Sharan","شران","SY020304",19,"مخيم كفر جنة","C1497","Sharan (Sharan)","شران - شران",36.621308,36.9416,"Out GOAL Area","Out GOAL Area","NULL","GOAL",0,"NULL","NULL","Camp","NULL","NULL"]
["Hadaja Camp",1470,"SY02","Aleppo","حلب",1,"Afrin","عفرين","SY0203",3,"Sharan","شران","SY020304",19,"مخيم هداجة","C1497","Sharan (Sharan)","شران - شران",36.621308,36.9416,"Out GOAL Area","Out GOAL Area","NULL","GOAL",0,"NULL","NULL","Camp","NULL","NULL"]
["Alsatur Camp",1471,"SY02","Aleppo","حلب",1,"Afrin","عفرين","SY0203",3,"Sharan","شران","SY020304",19,"مخيم الساطور","C1497","Sharan (Sharan)","شران - شران",36.621308,36.9416,"Out GOAL Area","Out GOAL Area","NULL","GOAL",0,"NULL","NULL","Camp","NULL","NULL"]
["Saraqib-Sharan Camp",1472,"SY02","Aleppo","حلب",1,"Afrin","عفرين","SY0203",3,"Sharan","شران","SY020304",19,"مخيم سراقب-شران","C1497","Sharan (Sharan)","شران - شران",36.621308,36.9416,"Out GOAL Area","Out GOAL Area","NULL","GOAL",0,"NULL","NULL","Camp","NULL","NULL"]
["Media Camp",1473,"SY02","Aleppo","حلب",1,"Afrin","عفرين","SY0203",3,"Sharan","شران","SY020304",19,"مخيم ميديا","C1497","Sharan (Sharan)","شران - شران",36.621308,36.9416,"Out GOAL Area","Out GOAL Area","NULL","GOAL",0,"NULL","NULL","Camp","NULL","NULL"]
["Ihsan Camp",1474,"SY07","Idleb","إدلب",4,"Idleb","مركز إدلب","SY0700",18,"Maaret Tamsrin","معرة تمصرين","SY070005",90,"مخيم احسان","C3949","Kelly","كللي",36.110446,36.693612,"Food Voucher","Out GOAL Area",null,"GOAL",0,"NULL","NULL","Camp","NULL",0]
["Albari Camp",1475,"SY07","Idleb","إدلب",4,"Idleb","مركز إدلب","SY0700",18,"Maaret Tamsrin","معرة تمصرين","SY070005",90,"مخيم البري","C3949","Kelly","كللي",36.110446,36.693612,"Food Voucher","Out GOAL Area",null,"GOAL",0,"NULL","NULL","Camp","NULL","NULL"]
["Agag Camp",1476,"SY07","Idleb","إدلب",4,"Idleb","مركز إدلب","SY0700",18,"Maaret Tamsrin","معرة تمصرين","SY070005",90,"مخيم عجاج","C3949","Kelly","كللي",36.110446,36.693612,"Food Voucher","Out GOAL Area",null,"GOAL",0,"NULL","NULL","Camp","NULL",0]
["Omariyeh Afrin",1477,"SY02","Aleppo","حلب",1,"Afrin","عفرين","SY0203",3,"Sharan","شران","SY020304",19,"العمرية عفرين","C1497","Sharan (Sharan)","شران - شران",36.621308,36.9416,"Out GOAL Area","Out GOAL Area",1107,"GOAL",1107,0,1,"Community",0,"NULL"]
["Qatireh",1478,"SY02","Aleppo","حلب",1,"Afrin","عفرين","SY0203",3,"Sharan","شران","SY020304",19,"قطيرة","C1497","Sharan (Sharan)","شران - شران",36.621308,36.9416,"Out GOAL Area","Out GOAL Area",1048,"GOAL",1048,0,1,"Community",0,"NULL"]
["Hamam Alsheikh Eisa",1479,"SY07","Idleb","إدلب",4,"Jisr-Ash-Shugur","جسر الشغور","SY0704",21,"Darkosh","دركوش","SY070402",106,"حمام الشيخ عيسى","C4238","Zarzur","زرزور",35.955292,36.338617,"Out GOAL Area","Out GOAL Area",null,"GOAL",0,0,1,"Community",0,"NULL"]
["Albish Camp",1480,"SY07","Idleb","إدلب",4,"Idleb","مركز إدلب","SY0700",18,"Maaret Tamsrin","معرة تمصرين","SY070005",90,"مخيم البش","C3949","Kelly","كللي",36.110446,36.693612,"Food Voucher","Out GOAL Area",null,"GOAL",0,"NULL","NULL","Camp","NULL",0]
["Altawhed Camp",1481,"SY07","Idleb","إدلب",4,"Idleb","مركز إدلب","SY0700",18,"Maaret Tamsrin","معرة تمصرين","SY070005",90,"مخيم التوحيد","C3949","Kelly","كللي",36.110446,36.693612,"Food Voucher","Out GOAL Area",null,"GOAL",0,"NULL","NULL","Camp","NULL",0]
["Alhamra Camp",1482,"SY07","Idleb","إدلب",4,"Idleb","مركز إدلب","SY0700",18,"Maaret Tamsrin","معرة تمصرين","SY070005",90,"مخيم الحمرا","C3949","Kelly","كللي",36.110446,36.693612,"Food Voucher","Out GOAL Area",null,"GOAL",0,"NULL","NULL","Camp","NULL",0]
["Altokan Camp",1483,"SY07","Idleb","إدلب",4,"Idleb","مركز إدلب","SY0700",18,"Maaret Tamsrin","معرة تمصرين","SY070005",90,"مخيم الطوقان","C3949","Kelly","كللي",36.110446,36.693612,"Food Voucher","Out GOAL Area",null,"GOAL",0,"NULL","NULL","Camp","NULL",0]
["Belal Camp",1484,"SY07","Idleb","إدلب",4,"Idleb","مركز إدلب","SY0700",18,"Maaret Tamsrin","معرة تمصرين","SY070005",90,"مخيم بلال","C3949","Kelly","كللي",36.110446,36.693612,"Food Voucher","Out GOAL Area",null,"GOAL",0,"NULL","NULL","Camp","NULL","NULL"]
["Faraj Allah Camp",1485,"SY07","Idleb","إدلب",4,"Idleb","مركز إدلب","SY0700",18,"Maaret Tamsrin","معرة تمصرين","SY070005",90,"مخيم فرج الله","C3949","Kelly","كللي",36.110446,36.693612,"Food Voucher","Out GOAL Area",null,"GOAL",0,"NULL","NULL","Camp","NULL",0]
["Khatab Camp",1486,"SY07","Idleb","إدلب",4,"Idleb","مركز إدلب","SY0700",18,"Maaret Tamsrin","معرة تمصرين","SY070005",90,"مخيم خطاب","C3949","Kelly","كللي",36.110446,36.693612,"Food Voucher","Out GOAL Area",null,"GOAL",0,"NULL","NULL","Camp","NULL",0]
["Alsokari Camp",1487,"SY07","Idleb","إدلب",4,"Idleb","مركز إدلب","SY0700",18,"Maaret Tamsrin","معرة تمصرين","SY070005",90,"مخيم السكري","C3949","Kelly","كللي",36.110446,36.693612,"Food Voucher","Out GOAL Area",null,"GOAL",0,"NULL","NULL","Camp","NULL",0]
["Almaklaa Camp",1488,"SY07","Idleb","إدلب",4,"Idleb","مركز إدلب","SY0700",18,"Maaret Tamsrin","معرة تمصرين","SY070005",90,"مخيم المقلع","C3949","Kelly","كللي",36.110446,36.693612,"Food Voucher","Out GOAL Area",null,"GOAL",0,"NULL","NULL","Camp","NULL",0]
["Kafra",1489,"SY02","Aleppo","حلب",1,"A'zaz","اعزاز","SY0204",4,"Suran","صوران","SY020405",27,"كفرة","C1672","Kafra","كفرة",36.567579,37.16238,"Out GOAL Area","Out GOAL Area","NULL",null,0,0,0,"Community",0,"NULL"]
["Turkman Bareh",1490,"SY02","Aleppo","حلب",1,"A'zaz","اعزاز","SY0204",4,"Aghtrin","اخترين","SY020401",23,"تركمان بارح","C1605","Turkman Bareh","تركمان بارح",36.541746,37.320981,"Out GOAL Area","Out GOAL Area","NULL","NULL","NULL","NULL","NULL","Community","NULL","NULL"]
["Akhtrein",1491,"SY02","Aleppo","حلب",1,"A'zaz","اعزاز","SY0204",4,"Aghtrin","اخترين","SY020401",23,"أخترين","C1581","Akhtrein","أخترين",36.509566,37.335908,"Out GOAL Area","Out GOAL Area","NULL","NULL","NULL","NULL","NULL","Community","NULL","NULL"]
["Ashani",1492,"SY02","Aleppo","حلب",1,"Afrin","عفرين","SY0203",3,"Bulbul","بلبل","SY020301",16,"عشاني","C1411","Ashani","عشاني",36.695954,36.784258,"Food Basket","RESUME","NULL","GOAL","NULL","NULL","NULL","Community","NULL","NULL"]
["Bakhgh",1493,"SY02","Aleppo","حلب",1,"Afrin","عفرين","SY0203",3,"Bulbul","بلبل","SY020301",16,"بخجة","C8716","Bakhgh","بخجة",36.761905,36.770124,"Food Basket","RESUME","NULL","GOAL","NULL","NULL","NULL","Community","NULL","NULL"]
["Qurzal",1494,"SY02","Aleppo","حلب",1,"Afrin","عفرين","SY0203",3,"Bulbul","بلبل","SY020301",16,"كورزيل","C1391","Bulbul","بلبل",36.769656,36.819347,"Out GOAL Area","Out GOAL Area","NULL","NULL","NULL","NULL","NULL","Community","NULL","NULL"]
["Kurdo",1495,"SY02","Aleppo","حلب",1,"Afrin","عفرين","SY0203",3,"Bulbul","بلبل","SY020301",16,"كوردو","C1391","Bulbul","بلبل",36.769656,36.819347,"Food Basket","RESUME","NULL","GOAL","NULL","NULL","NULL","Community","NULL","NULL"]
["Ali Beck",1496,"SY02","Aleppo","حلب",1,"Afrin","عفرين","SY0203",3,"Bulbul","بلبل","SY020301",16,"علي بيك","C1391","Bulbul","بلبل",36.769656,36.819347,"Food Basket","RESUME","NULL","GOAL","NULL","NULL","NULL","Community","NULL","NULL"]
["Shankal",1497,"SY02","Aleppo","حلب",1,"Afrin","عفرين","SY0203",3,"Bulbul","بلبل","SY020301",16,"شنكل","C1482","Shankal","شنكل",36.811603,36.742322,"Food Basket","RESUME","NULL","GOAL","NULL","NULL","NULL","Community","NULL","NULL"]
["Kafrshush",1498,"SY02","Aleppo","حلب",1,"A'zaz","اعزاز","SY0204",4,"Suran","صوران","SY020405",27,"كفرشوش","C1673","Suran","صوران",36.634365,37.166978,"Food Basket","RESUME","NULL","GOAL",15,"NULL",0,"Community",0,0]
["Tall Husson",1499,"SY02","Aleppo","حلب",1,"A'zaz","اعزاز","SY0204",4,"Suran","صوران","SY020405",27,"تل الحصن","C8231","Tall Husson","تل الحصن",36.615506,37.160238,"Food Basket","RESUME","NULL","GOAL",126,"NULL",0,"Community",0,0]

{"sheet":"Arrangements","index":4,"n_rows":129,"n_cols":8,"rows_kept":129,"hidden":true}
["NO","Code","Unit Prices","Unit","Occupancy arrangement","Column2","Occupancy arrangement/English","Column1"]
[1,"GEN-1",{"v":9,"d":"9.00"},"m³ ","حفر - صخرة","Excavation - Rock","Excavation (rock) down to the level of columns and walls' foundation, or for pipes trenches and septic tanks, excavation remnants must be moved to the nearest approved dumping site. according to the GOAL Engineer directions. The price of the excavation includes all the required works to ensure safety of workers and beneficiaries."]
[2,"GEN-2",{"v":3,"d":"3.00"},"m³ ","حفر - التربة","Excavation - Soil","Excavation (different soil types) down to the level of columns and walls' foundation, or for pipes trenches and septic tanks, excavation remnants must be moved to the nearest approved dumpsite. according to the GOAL Engineer directions. The price of the excavation includes all the required works to ensure safety of workers and beneficiaries."]
[3,"GEN-3",{"v":7,"d":"7.00"},"m³ ","ردم","Backfilling","Backfill the open pits and trenches using materials approved by the GOAL Engineer (backfilling materials: either from the same site, approved excavated materials or by using gravels) "]
[4,"GEN-4",{"v":5,"d":"5.00"},"m³ ","هدم الجدران","Demolition of walls","Demolishing of damaged and cracked walls, work shall be done manually or using machinery as available and appropriate for each the site. Rubbles should be moved to approved dumpsites, so it does not cause any damage to any person or agricultural land. The work includes demolishing structural elements, concrete block and stone walls, cyclopean concrete, windows, and door...) and other parts specified by the GOAL Engineer (manually or using pneumatic drill), taking into consideration safety and security conditions. "]
[5,"GEN-5",{"v":3,"d":"3.00"},0,"إزالة نواتج الحفر","Removal of excavated materials","Removal and transport of excavated materials or rubbles to approved dumpsites, so it does not cause any damage to any person or agricultural land."]
[6,"GEN-6",{"v":40,"d":"40.00"},"m³ ","بيتون عادي 250 كجم / م 3","Plain Concrete 250 kg/m³","providing and pouring concrete, cement caliber 250 kg/m³ to cover cracks or cover flooring, with smoothing, thickness of layer 10 cm with spraying with water, with all the needed form works according to the directive of GOAL Engineer. "]
[7,"GEN-7",{"v":30,"d":"30.00"},"m³ ","بيتون عادي 150 كجم / متر مكعب","Plain Concrete 150 kg/m³","providing and pouring concrete, cement caliber 150 kg/m³ to cover cracks or cover flooring, with smoothing, thickness of layer 10 cm with spraying with water, with all the needed form works according to the directive of GOAL Engineer."]
[8,"GEN-8",{"v":18,"d":"18.00"},"m³ ","بيتون مغموس 250 كجم / م 3","Cyclopean Concrete 250 kg/m³","providing and pouring cyclopean concrete, cement caliber 250 kg/m³ to construct elements, with spraying with water, with all the needed form works according to the directive of GOAL Engineer. "]
[9,"GEN-9",{"v":90,"d":"90.00"},"m³ ","بيتون مسلح 350 كجم / م 3 Ø 8 مم","Reinforced concrete 350 kg/m³ Ø 8mm","providing and pouring reinforced concrete caliber 350 kg/m³ Ø 8mm to repair and fill the structural elements, with smoothing, with spraying water with all the needed form works. with all the needed form works according to the directive of GOAL Engineer."]
[10,"GEN-10",{"v":100,"d":"100.00"},"m³ ","بيتون مسلح 350 كجم / م 3 Ø 10 مم","Reinforced concrete 350 kg/m³ Ø 10mm","providing and pouring reinforced concrete caliber 350 kg/m³ Ø 10 mm to repair and fill the structural elements, with smoothing, with spraying water with all the needed form works. with all the needed form works according to the directive of GOAL Engineer."]
[11,"GEN-11",{"v":140,"d":"140.00"},"Lumpsum","درج بيتوني","Concrete stair","Construction of RC stair 10 steps length (1-2 m), riser (15-18 cm), and tread (25-27 cm) with all the needed form works according to the directive of GOAL Engineer."]
[12,"GEN-12",{"v":20,"d":"20.00"},"m³ ","رمبه خرسانيه","Concrete ramp"," Construction of a reinforced concrete ramp with a maximum slope 1:10 and a minimum width of 90 cm"]
[13,"GEN-13",0.47,"PCs","حوائط بلوك خرساني 15 سم","20 cm concrete block wall","Supply and install hollow bricks (40*20*20 cm) with 100kg/m³ density for completing internal and external walls and filling open holes. Half-bond the installation should carried out with all needed cement sand mortar (1:3) mix 13 mm between the constructed rows, water spraying, and all related finishing works according to the instruction of the GOAL Engineer. "]
[14,"GEN-14",0.42,"PCs","حوائط بلوك خرساني 10 سم","15 cm concrete block wall","Supply and install hollow bricks (40*20*15 cm) with 100kg/m³ density for completing internal and external walls and filling open holes. Half-bond the installation should carried out with all needed cement sand mortar (1:3) mix 13 mm between the constructed rows, water spraying, and all related finishing works according to the instruction of the GOAL Engineer."]
[15,"GEN-15",0.33,"PCs","حوائط بلوك خرساني 20 سم","10 cm concrete block wall","Supply and install hollow bricks (40*20*10 cm) with 100kg/m³ density for completing internal and external walls and filling open holes. Half-bond the installation should carried out with all needed cement sand mortar (1:3) mix 13 mm between the constructed rows, water spraying, and all related finishing works according to the instruction of the GOAL Engineer."]
[16,"GEN-16",{"v":5,"d":"5.00"},"m²","جدار حجر","Stone wall","Provide and install hand fixed normal rock for completing walls the installation should carried out with all needed cement sand mortar (1:3) mix 13 mm between the constructed rows, water spraying, and all related finishing works according to the instruction of the GOAL Engineer.  "]
[17,"GEN-17",{"v":4,"d":"4.00"},"m²","تفكيك جدار بلوك","Disassembly of block wall"," Disassemble block walls with the aim of reusing undamaged blocks in building new walls and removing of demolition products and transporting to dumpsites according to the directive of GOAL Engineer."]
[18,"GEN-18",{"v":3,"d":"3.00"},"m","إطار حجري للنافذة أو الباب","stone frame for window or door","provide and install stone frame for doors and windows "]
[19,"GEN-19",{"v":2.3,"d":"2.30"},"m²","زريقه اسمنتيه","Cement plastering","Cement plastering (max thickness 25 mm) in two coats (coarse, soft) with using cement caliber is 250 kg/m³ coarse aggregate in the first layer and fine in the second with spraying with water, finish surface should be ready for painting according to the directive of GOAL Engineer. "]
[20,"GEN-20",{"v":1.5,"d":"1.50"},"m²","رشة تيرولية","Tyrolean wall coating","Applying Tyrolean wall coating with white and Portland cement 400kg/m³, the spraying must be done by a spraying machine, so that the plaster must be leveled and equal in its thickness with no less than two faces, including the removal of damaged plaster underneath the Tyrolean coating according to the directive of GOAL Engineer."]
[21,"GEN-21",{"v":0.4,"d":"0.40"},"m²","إزالة الزريقة الاسمنتيه التالفة  ","remove damage plastering"," Removing damaged cement plastering "]
[22,"GEN-22",{"v":0.8,"d":"0.80"},"m","ملء الشقوق في الجدران بالمعجون","filling cracks in walls with putty"," Fixing cracks in walls with cement mortar 1:3 mix with all necessary"]
[23,"GEN-23",{"v":2,"d":"2.00"},"Lumpsum","ملء الشقوق في الجدران بين الباب و الشباك","filling cracks in walls with cement mortar","Fill all spaces between (door or window) and (wall) with putty with all necessary "]
[24,"GEN-24",{"v":8,"d":"8.00"},"Lumpsum","اغلاق فتحه في الحائط (50-100 سم)","Close a hole in the wall (50-100 cm)"," Close hole in wall width (30-50cm) and height (30-50cm), with cement mortar 1:3 mix with all necessary"]
[25,"GEN-25",{"v":10,"d":"10.00"},"Lumpsum","اغلاق فتحة في الحائط (30-50 سم)","Close a hole in the wall (30-50cm)","Close hole in wall width (50-100cm) and height (50-100 cm), with cement mortar 1:3 mix with all necessary"]
[26,"GEN-26",{"v":5,"d":"5.00"},"m²","طلاء العزل","Isolation paint","Supply and install insulation material for from SUTUT Turkish brand or equivalent.  The surface should be painted with the material well until the concrete is fully saturated by the material, using the roller only. As for the corners, it should be painted well and at least 20cm high of the parapets should be painted by the material. Therefore, the one kilogram covers an area of no more than 4 m^2.  The cost includes spraying Soft sand over the insulating layer. All work must be in accordance with the instructions and directions of the GOAL Engineer. "]
[27,"GEN-27",{"v":4,"d":"4.00"},"m²","العزل - مادة أساسها الاكريليك","Insulation - acrylic based material","Supply and install insulation material Rubber Acrylic for roofs and walls foundations’ insulation material is the rubber acrylic First class quality. The surface must be cleaned completely by a water pump and a metal brush, then it will rubbed-in with the material until satiation. The isolation material must be laid by paint brushes and squeegees to ensure full coverage of the area, especially the edges and with sufficient thickness."]
[28,"GEN-28",{"v":2,"d":"2.00"},"m²","حاجز مقاوم للماء","Water-proof barrier","Providing and installing waterproof barrier (tarpaulins) for roofs, fixed using wooden bars with thickness of 3 cm and width of 5 cm or metal bars 1 inch. The wooden bars fix the tarpaulin from the wall's top surface and additional crossing bars must be added every 1.5 m."]
[29,"GEN-29",{"v":8,"d":"8.00"},"m²","ارضيات سيراميك","Ceramic flooring","Providing and installation of ceramics floors with skirting and all necessary to complete the work"]
[30,"GEN-30",{"v":5,"d":"5.00"},"m²","أرضيات بلاط الحجر","Stone tile flooring","Install crushed stone tiles for all damaged floors in facilities with providing required layers of sand and mortar below it and grout."]
[31,"GEN-31",{"v":8,"d":"8.00"},"m²","سيراميك للحوائط","Ceramic for walls","Install ceramic wall tiles for walls including mortar, grout."]
[32,"GEN-32",{"v":1,"d":"1.00"},"m²","طلاء طرش","Emulsion paint"," Emulsion paint for walls, this includes prep work for the wall (Remove the damaged old paint by brush, sanding and applying putty) then two coats of paint. When calculating the quantity of the paints, all the walls and surfaces are calculated excluding openings and counting any additions of edges and others.    "]
[33,"GEN-33",{"v":1.2,"d":"1.20"},"m²","دهان زياتي","Oil-based paint"," Oil-based paint for walls, this includes prep work for the wall (Remove the damaged old paint by brush, sanding and applying putty) then two coats of paint. When calculating the quantity of the paints, all the walls and surfaces are calculated excluding openings and counting any additions of edges and others.    "]
[34,"GEN-34",{"v":3,"d":"3.00"},"PCs","عتبة حجر الباب","Door stone threshold"," Install stone threshold for the bathroom, kitchen, or entrance door. Dimensions according to the opening, thickness 2cm minimum, 20 cm in width with all necessary to complete the work"]
[35,"GEN-35",{"v":40,"d":"40.00"},"m³ ","صبة اسمنتية عيار البيتون 250  كغ / م 3 سم بدون حديد تسليح مع الصقل سماكة 5 سم","Concrete SoG","Plain concrete slab on grade 250 kg/m3 , 5 cm thickness"]
[36,"GEN-36",{"v":2.5,"d":"2.50"},"m²","زريقة عيار بيتون 400 كغ/م3 مع إضافة مادة بوليبونت بنسبة  1 كغ/ 50 كغ اسمنت مع معالجة حديد السقف","Cement plastering with polybond","Cement plastering 400 kg/m3 with adding polybond 1:50 kg ratio, with cleaning steel rebars before the application "]
[37,"WD-1",{"v":40,"d":"40.00"},"m²","نوافذ خشبية","Wooden windows","Provide and install a pine wooden casement window with 2 hinges for each side, 5 mm glazing, frame, lock and handles, and all other accessories, finished with under coat and two coats of paints) this includes filling the spaces between the wall and the door frame using mortar, spraying foam, silicon. "]
[38,"WD-2",{"v":0.6,"d":"0.60"},"m","حاجب  خشبي  (برواز)للنافذة أو الباب","Casing for wooden window","Install a wooden casing for window or door, width 5 cm) and thickness (1 cm), this includes filling the spaces between the wall and the door frame using mortar, spraying foam, silicon. "]
[39,"WD-3",{"v":43,"d":"43.00"},"m²"," باب من الخشب معاكس","Plywood door"," Install a plywood door, complete with (frame, casing, side jambs, lock, handle, hinges) and all other accessories, finished with under coat and two coats of paints) this includes filling the spaces between the wall and the door frame using mortar, spraying foam, silicon. "]
[40,"WD-4",{"v":45,"d":"45.00"},"m²","باب من خشب  (سويد)","Pinewood door"," Install a pine wood class 3 door internal and or external use, complete with (frame, casing, side jambs, lock, handle,3 hinges) and all other accessories, finished with under coat and two coats of paints) this includes filling the spaces between the wall and the door frame using mortar, spraying foam, silicon. "]
[41,"WD-5",{"v":20,"d":"20.00"},"m","عضادات الأبواب الخشبية باطار من خشب سويد ( ملبن الخشب )","wooden door jamb","Replace wooden door jambs with pine wood frame third class width 12 cm Thickness of 5 under coat and two coats of paints with necessary accessories to retain the door to the intended use"]
[42,"WD-6",{"v":0,"d":"0.00"},0,"زجاج النوافذ الخشبية","wooden window glazing-glass","Supply and install glass thickness of 5 mm for window, with all necessary to complete the work"]
[43,"WD-7",{"v":3,"d":"3.00"},"m²","زجاج النافذة الخشبية - زجاج الفايبر","wooden window glazing-Polycarbonate glass","Supply and install Polycarbonate glass plates plate thickness of 5 mm for window, with all necessary to complete the work"]
[44,"WD-8",{"v":7,"d":"7.00"},"PCs","إصلاح كشف الباب الخشبي","repair of wooden door","Repair frame for required wooden doors, includes filling the spaces between the wall and the door frame using mortar, spraying foam, silicon or plastering. "]
[45,"WD-9",{"v":16,"d":"16.00"},"PCs","إصلاح إطار الباب الخشبي","repair of wooden door frame","Repair wooden door including reinstalling lock, hinge, handle, or close an opening that ranges in dimension between 50 to 100 cm in length and 20 to 50 cm in width with all necessary items to complete the work"]
[46,"WD-10",{"v":3,"d":"3.00"},"m²","دهان باب خشبي","Paint of wooden door","paint wooden door, including jambs and casing, fill all cracks sanding, and paint primer coat, then under coat and finishing coats)"]
[47,"WD-11",{"v":2,"d":"2.00"},"PCs","مفصلات الأبواب الخشبية","Wooden door hinges"," Install hinges for wooden doors, with all necessary to complete the work"]
[48,"WD-12",{"v":7,"d":"7.00"},"PCs"," قفل  أو مقبض باب خشبي أو النافذة","Wooden door or window lock and handle","Replace wooden door or window lock and handle, with all necessary to complete the work"]
[49,"WD-13",{"v":11,"d":"11.00"},"PCs","قفل باب خشبي","Wooden door lock"," Install a new lock for required wooden doors in building, with all necessary to complete the work  "]
[50,"WD-14",{"v":6,"d":"6.00"},"m²","قاطع خشبي","wooden partition","Install wooden partition including wooden frame and all required item for fixing the wooden panels"]
[51,"WD-15",{"v":6,"d":"6.00"},"m²","ألواح فورمايكا","laminated wood panels ","Supply and install laminated wood panels with wooden frame to closing the gaps above doors and windows with dimension width (140-160) cm and height (25-40) cm according to  the directive of GOAL Engineer."]
[52,"ST-1",{"v":125,"d":"125.00"},"PCs","باب حديد","Steel door","Supply and install of steel doors the width between (80-100) cm and height between (180-210) cm with metal handle and frame section 3X4 CM Profile and the door Profile section door is covered with iron sheet thickness of 2 mm, door weight of 70 kg. with Lock/keys and 3 hinges 16 mm) spray painted with 1 layer of prime coat and 2 coats of oil-based paint"]
[53,"ST-2",{"v":38,"d":"38.00"},"PCs","نافذة حديدية","Steel window","Supply and install iron casement window the width between (80-100) cm and height between (80-110) cm frame section 3X4 CM profiles and the window section profile 3X4 CM with glazing, window Weight 30 kg with a Lock and 2 hinges (12 mm) good quality for each side with spray painted with 1 layer of prime coat and 2 coats of oil-based paint"]
[54,"ST-3",{"v":30,"d":"30.00"},"m²","استبدال نافذة الحديد","Replace steel window ","Install/replace steel window casement spray painted with 1 layer of prime coat and 2 coats of oil-based paint"]
[55,"ST-4",{"v":10,"d":"10.00"},"PCs","تثبيت إطار الباب الحديد أو  النافذة","Fixing steel door or window frame","Fixing steel frame for door or window"]
[56,"ST-5",{"v":16,"d":"16.00"},"PCs","إصلاح الباب الحديد","Repair steel door","Repair steel door or window including closing holes and reinstalling lock, hinge, handle, or close an opening with galvanized steel sheet thickness 2 mm and adding flat iron bar with welding on old doors with different dimension with all necessary items to complete the work"]
[57,"ST-6",{"v":15,"d":"15.00"},"PCs","مقبض الباب الحديد","steel door handle"," Install a new lock and handle for required steel doors "]
[58,"ST-7",{"v":25,"d":"25.00"},"PCs","طلاء الباب الحديد","steel door painting","paint steel door and frame, sanded, spray painted with 1 layer of prime coat and 2 coats of oil-based paint"]
[59,"ST-8",{"v":10,"d":"10.00"},"PCs","استبدال مفصلات الأبواب الحديدية","replace steel door hinges","Replace hinges for steel doors, with all necessary to complete the work"]
[60,"ST-9",{"v":4,"d":"4.00"},"m²","زجاج النافذة الحديدية - زجاج فايبر","steel window glazing-Polycarbonate glass","Supply and install Polycarbonate glass plates plate thickness of 5 mm for steel window, with all necessary to complete the work"]
[61,"ST-10",{"v":9,"d":"9.00"},"m²","نافذة زجاجية من الحديد","steel window glazing-glass"," Supply and install glass thickness of 5 mm for steel window, with all necessary to complete the work"]
[62,"ST-11",{"v":1.5,"d":"1.50"},"kg","درابزين حديدي","steel handrail","Install safety tools to prevent falls, such as steel handrails not less than 90cm high"]
[63,"ST-12",{"v":1.5,"d":"1.50"},"kg","صندوق حديدي","steel bars box"," Install steel box made of steel bars for communal drinking points to protect them against robbery"]
[64,"ST-13",{"v":1.5,"d":"1.50"},"kg","شبك حماية لنافذة حديدية","steel security bars"," Install window's steel security bars, with all necessary to complete the work "]
[65,"ST-14",{"v":1.5,"d":"1.50"},"kg","بوابة حديدية","steel gate","Install external steel gate for building "]
[66,"ST-15",{"v":15,"d":"15.00"},"m²","إصلاح البوابة الحديدية","steel gate repair"," Install a new perforated plate for main gate"]
[67,"ST-16",{"v":6,"d":"6.00"},"PCs","قفل الباب من نوع دقر ل باب معدني","latch lock for steel door","Install a door latch lock on steel door"]
[68,"ST-17",{"v":30,"d":"30.00"},"PCs","رمبه حديديه","steel ramp"," Install ramp for disabled, high 30 cm with required paint"]
[69,"ST-18",2.26,"m","درابزين حديدي لمنحدر","steel handrail for a ramp for PLWD"," Supply and install metal pipe 2 mm thickness 5 cm diameter hollow section Disability Handrail"]
[70,"ST-19",{"v":5,"d":"5.00"},"PCs"," قبضة مسند معدنية للتواليت الافرانجي","tiled handles for PLWD"," Supply and Install steel handles for Toilets"]
[71,"ST-20",{"v":4.3,"d":"4.30"},"m²","سقف مصنوع من الصاج المزيبق","steel roofing","Supply and install roof made of galvanized corrugated sheet 0.5 mm and fixing by using steel profile in two direction (5x3x0.2) cm with 1 m spacing, fixing with screw and sealing off any openings between ceiling and wall using cement mortar"]
[72,"ST-21",{"v":1.5,"d":"1.50"},"kg ","قاعدة خزان المياه","water tank base","Supply and install elevated metal base for fixing water tank on using metal tubes profile (4x4) cm thickness of 4mm and angles 3x3 cm thickness of 4mm with base spray painted with 1 layer of prime coat and 2 coats of oil-based paint"]
[73,"ST-22",{"v":15,"d":"15.00"},"m²","الأسقف (الساندوتش بانيل)","insulated steel roofing","Providing/Replacement Roofing (Sandwich Panel (supply and install sandwich panel for the roofs, fixed on steel frame and overhanging of 15 cm from all sides. structural frame (tube 4cm*6cm*2mm), additional tubes should be provided to the structure every 1.5 m, include painting all the frame with anti-rust paint base and two layers of paint.  Proper flashing with steel or PVC angles if the walls are of sandwich panels. block work to ensure minimum inclination of removing the existing damaged roofs if exist, restoring any existing lights, ceiling fans, on roof tanks and piping to the new roofs after the installation, installation of rainwater drainage gutters and down spout, with all the related works and accessories and as instructed by the GOAL engineer."]
[74,"ST-23",{"v":1.4,"d":"1.40"},"Kg","عناصر الحديد المجلفن","Galvanized steel items","Provide and install galvanized steel items with all necessary."]
[75,"AL-1",{"v":50,"d":"50.00"},"m²","نافذة سحاب من الألومنيوم","Aluminum sliding window","Install aluminum sliding window complete with the frame, glazing fixed by glazing bead and sealed with rubber, lock, rollers, sliding panel, weather stripping, and all necessary accessories and wire mesh fly screen. this includes filling the spaces between the wall and the door frame using mortar, spraying foam, silicon. "]
[76,"AL-2",{"v":35,"d":"35.00"},"m²"," درفه  نافذة سحاب الالمنيوم","Aluminum window sliding panel"," Install aluminum sliding window panel with glazing fixed by glazing bead and sealed with rubber, and lock."]
[77,"AL-3",{"v":40,"d":"40.00"},"m²","نافذة الألمنيوم قلاب","Aluminum awning window","Install aluminum awning window with glazing fixed by glazing bead and sealed with rubber, handle, weather stripping, linkage set and all necessary accessories and wire mesh fly screen. this includes filling the spaces between the wall and the door frame using mortar, spraying foam, silicon. "]
[78,"AL-4",{"v":4,"d":"4.00"},"m²"," لوح زجاجي بولي كربونات سماكة 5مم للنافذة الالمنيوم","Aluminum window glazing-Polycarbonate glass","Supply and install Polycarbonate glass plates plate thickness of 5 mm for window with the installation of rubber sealant"]
[79,"AL-5",{"v":10,"d":"10.00"},"m²"," لوح زجاجي سماكة 5مم للنافذة الالمنيوم","Aluminum window glazing-glass","Supply and install glass for window thickness of 5 mm for window with the installation of rubber sealant Glass panel must be free of from flaws, fractures, or any other defects"]
[80,"AL-6",{"v":16,"d":"16.00"},"PCs","صيانة الابواب والشبابيك الالمنيوم او البي في سي","Maintenance of Aluminum or PVC doors and windows","Maintenance of Aluminum or PVC Items (doors and windows)"]
[81,"AL-7",{"v":45,"d":"45.00"},"m²","باب المنيوم","Aluminum door","Supply and install painted aluminum door width 6 cm with frame, side jambs, lock, handle with the installation PVC infill panels and middle bars this includes filling the spaces between the wall and the door frame using mortar, spraying foam, silicon. "]
[82,"AL-8",{"v":40,"d":"40.00"},"PCs","باب PVC","PVC door","Supply and install ready-made PVC door “ray pen” or “sega pen” or equivalent brand in brown or white color including all accessories. All PVC profile sections should be with thickness not less than 1,5 mm. The glass to be fixed with non-degradable rubber gaskets on both ends. The frame should be fixed well on the wall with screws and filling the spaces between the wall and the door frame using Mortar, spraying foam, silicon. The price includes adjusting the dimensions of the doors inside the house to match the dimensions of the readymade doors available on the market. "]
[83,"AL-9",{"v":36.8,"d":"36.80"},"PCs","نافذة PVC","PVC window","Supply and install ready-made PVC window “ray pen” or “sega pen” or equivalent brand in brown or white color including all accessories. All PVC profile sections should be with thickness not less than 1,5 mm. The glass to be fixed with non-degradable rubber gaskets on both ends. The frame should be fixed well on the wall with screws and filling the spaces between the wall and the door frame using Mortar, spraying foam, silicon."]
[84,"WSAN-1",{"v":25,"d":"25.00"},"PCs","مغسلة بورسلين","Porcelain washbasin","Supply and install of porcelain washbasin with a column Turkey (OMEGA) brand, with dimension (55x43) cm and with accessories and fixing on wall with adding white or transparent silicon to close the gaps between the sink and its surrounding according to the field and the directive of GOAL Engineer. "]
[85,"WSAN-2",{"v":50,"d":"50.00"},"PCs","حوض ستانلس ستيل","Stainless steel washbasin","Supply and install of steel washbasin with dimension (100x45) cm and with accessories and fixing on wall with adding white or transparent silicon to close the gaps between the sink and its surrounding according to the field and the directive of GOAL Engineer. "]
[86,"WSAN-3",{"v":5,"d":"5.00"},"PCs","حنفيه ماء","water tap"," Install a copper core water tap, with all necessary to complete the work "]
[87,"WSAN-4",{"v":15,"d":"15.00"},"PCs","خلاط المياه","water mixer","supply and install water mixer copper covered with chrome according to the field and the directive of GOAL Engineer."]
[88,"WSAN-5",{"v":60,"d":"60.00"},"PCs","مجلى ستينلس ستيل","stainless steel sink"," Install a stainless-steel sink drop-In at least 80 x 50 cm double equal bowl and 1-hole with all necessary connections and hardware  "]
[89,"WSAN-6",{"v":40,"d":"40.00"},"m²","كاونتر مطبخ من الحجر مع وقافات حجر 8سم","kitchen counter","Install smooth stone countertop beside the sink a supported by stone frame base 8 cm"]
[90,"WSAN-7",{"v":25,"d":"25.00"},"PCs","مرحاض القرفصاء","Toilet squatting pan","Provision and Replacement of damaged squatting pan  by new porcelain squatting W.C. (L=55, W=30, H=27) cm  and installs it with (S connection) and all required fittings & accessories.\nThis item includes all needed works for eliminating the old damaged squatting, and includes drillings and backfilling works and transport of excess excavations according to GOAL engineer instructions."]
[91,"WSAN-8",{"v":55,"d":"55.00"},"PCs","بطه حمام","Toilet seat"," Provide and install a toilet seat, works include all accessories needed (Elbow and pipes), fixation with mortar (sand and cement)"]
[92,"WSAN-9",{"v":1.5,"d":"1.50"},"PCs","نبريش مرش يدوي","Toilet hand spray set","  Install a hand spray complete set in the latrine, with all necessary to complete the work "]
[93,"WSAN-10",{"v":1.5,"d":"1.50"},"PCs","مصرف أرضيه ستينلس","Stainless steel floor trap","Supply and install stainless steel floor trap with cover, Delphine brand or equivalent in specified places according to the field and the directive of GOAL Engineer."]
[94,"WSAN-11",0.75,"m","مواسير PPR لنظام مياه الشرب 0.75 انش","0.5\" PPR pipes","Provide and install PPR pipes for drinking water system 0.5 inch \"M\" Pipes used for this system must be (PPR), thickness not less than 3.5mm, pressure 10 bar All accessories of metal joint, ends and connections, with fixing the pipes using cement and trench digging"]
[95,"WSAN-12",{"v":1,"d":"1.00"},"m","مواسير PPR لنظام مياه الشرب 0.5 انش","0.75\" PPR pipes","Provide and install PPR pipes for drinking water system 0.75 inch \"M\" Pipes used for this system must be (PPR), thickness not less than 3.5mm, pressure 10 bar All accessories of metal joint, ends and connections, with fixing the pipes using cement and trench digging"]
[96,"WSAN-13",{"v":1.5,"d":"1.50"},"m","مواسير PPR لنظام مياه الشرب 1 انش","1\" PPR pipes","Provide and install PPR pipes for drinking water system 1 inch \"M\" Pipes used for this system must be (PPR), thickness not less than 3.5mm, pressure 10 bar All accessories of metal joint, ends and connections, with fixing the pipes using cement and trench digging"]
[97,"WSAN-14",{"v":1.1,"d":"1.10"},"m","2 \"أنابيب PVC","2\" PVC pipes","Supply and install of PVC pipes, 2 inches diameter weight of with compatible accessories with digging and backfilling according to the directive of GOAL Engineer."]
[98,"WSAN-15",1.75,"m","4 \"أنابيب PVC","4\" PVC pipes","Supply and install of PVC pipes, 4 inches diameter weight of with compatible accessories with digging and backfilling according to the directive of GOAL Engineer."]
[99,"WSAN-16",{"v":5,"d":"5.00"},"m","6 \"أنابيب PVC","6\" PVC pipes","Supply and install of PVC pipes, 6 inches diameter weight of with compatible accessories with digging and backfilling according to the directive of GOAL Engineer."]
[100,"WSAN-17",{"v":6,"d":"6.00"},"m","8 \"أنابيب PVC","8\" PVC pipes","Supply and install of PVC pipes, 8 inches diameter weight of with compatible accessories with digging and backfilling according to the directive of GOAL Engineer."]
[101,"WSAN-18",{"v":35,"d":"35.00"},"PCS","خزان مياه من الحديد المجلفن سعة 250 لتر","250 L galvanized steel water tank","Providing and installing (250-liter, 1 mm thickness) water tank and all needed PPR connections, fittings, valves and all necessary to carry out the work according to the GOAL Engineer instructions"]
[102,"WSAN-19",{"v":100,"d":"100.00"},"PCs","خزان مياه من الحديد المجلفن 1000 لتر","1000 L galvanized steel water tank","Provide and install a tank of thickness 1.2 mm type of galvanized and size of 1000 liters with a hole and a roof lock 50 * 50 cm and the dimensions of the tank 1 * 1 * 1 m with the and brass valve 1/2-inch number3 and the accessories to the taps Working with 30 cm legs and inner reinforcement horizontal corners of the galvanized and galvanized as directed by GOAL Engineer"]
[103,"WSAN-20",{"v":150,"d":"150.00"},"PCs","خزان مياه من الحديد المجلفن سعة 2000 لتر","2000 L galvanized steel water tank","Provide and install a tank of thickness 1.2 mm type of galvanized and size of 2000 liters with a hole and a roof lock 50 * 50 cm and the dimensions of the tank 1 * 1 * 1 m with the and brass valve 1/2-inch number3 and the accessories to the taps Working with 30 cm legs and inner reinforcement horizontal corners of the galvanized and galvanized as directed by GOAL Engineer"]
[104,"WSAN-21",{"v":1,"d":"1.00"},"PCs"," فواشة لخزانات المياه","Water tank floating valve","Install new floating valve for the water tanks, with all necessary to complete the work"]
[105,"WSAN-22",{"v":20,"d":"20.00"},"m²"," غطاء معدني لجورة الفنية ","Metal lid for septic tank","Provision and installation of a metal lid for the septic tank according to the following specifications: \n1- dimensions of the roof: 2.5*2.5 m \n2- rectangle metal beams (the Cross-section dimensions:  40*60*2 mm). the total length of metal profiles at least 16 linear meter) and. the roof includes a slot (dimensions: 40*40 cm) equipped handle and lock according to the supervisor instructions.\n 3 -   galvanized metal sheets and corrugated (thickness 0.6 mm, Wave height: 18mm (+/-2) mm. Wave distance: 76.2mm (+/-3) mm.) for septic tank roof, it will be fixed above the steel beams by suitable bolts"]
[106,"WSAN-23",{"v":10,"d":"10.00"},"m","مزراب نازل مطري قسطل  pvcقطر 2 انش","RWD Gutter","Provide and install pvc pipe2 inch for rainwater drainage gutter with all the necessary elbows and connection and fixing to the wall according to the directions of GOAL Engineer"]
[107,"WSAN-24",{"v":15,"d":"15.00"},"PCs"," وصله مرحاض (نوع S)","Toilet trap type-S","Provision and installation of toilet trap (S type)  with all connections"]
[108,"WSAN-25",{"v":15,"d":"15.00"},"Lumpsum"," (تسليك )للمراحيض ونظام الصرف الصحي","Toilet Declogging","Mechanical Declogging of toilet drains and the sewage system the toilets must be cleaned and emptied well until the water is well discharged.\n• It must be done by pumping water and spring methods or drilling if necessary,\n• All drainages and sewers inside one house or one toilets block are considered one unit."]
[109,"EL-1",{"v":8,"d":"8.00"},"Lumpsum","إزالة جميع التوصيلات الكهربائية الخاطئة و الخطرة ","Faulty wiring removal","Remove all faulty wiring and electrical connections"]
[110,"EL-2",{"v":2,"d":"2.00"},"m"," نبريش مرن  لجميع التوصيلات الكهربائية المكشوفة","electrical wire flexible  conduit","Install electrical wire flexible  conduit to cover all uncovered electrical wiring"]
[111,"EL-3",{"v":1.7,"d":"1.70"},"PCs","لمبة اضاءة ليد","LED light bulb","Provision and installation of soft LED light ready to use"]
[112,"EL-4",{"v":5,"d":"5.00"},"PCs"," نقطة إنارة كهربائية","Light point","supply and installation of electrical lighting point, including installation of a single and braided regular cable with a thickness of (1.5 mm) made of copper with the necessary items such as: duct tape for concealed extension, plastic channel before plastering, distribution boxes if needed, chassis, cover, switch, 12 watts bulb for utilities, 18 watts bulb for rooms, and the main distribution box in the house."]
[113,"EL-5",{"v":1,"d":"1.00"},"PCs","تثبيت حامل اللمبة (سوكة)","light bulb holder","  Install bulb holder"]
[114,"EL-6",{"v":0.8,"d":"0.80"},"PCs","تركيب مفتاح كهربائي (ابريز)","electrical switch"," Install electrical switch"]
[115,"EL-7",{"v":0.8,"d":"0.80"},"PCs","مقبس كهربائي","electrical socket ","Supply and install electrical socket outlet, for internal and external base vimar brand china or equivalent , 250V, 10 A in accordance with all applicable codes and regulations and as approved by the site engineer"]
[116,"EL-8",{"v":7,"d":"7.00"},"PCs","نقطة مأخذ كهربائي","Electrical outlet point","Supply and installation of the electrical outlet The work must include an installation of a first-rate thermal electrical outlet, in addition to all the necessary wires, a single and braided regular cable with thickness of (2 mm) which made of copper must be linked from the main breaker switch to the point with the necessary duct tape for concealed extension, plastic channel before plastering"]
[117,"EL-9",{"v":1,"d":"1.00"},"PCs","قاطع دائرة","Circuit breaker","  Install a new single room circuit breaker, with all necessary to complete the work "]
[118,"EL-10",{"v":4,"d":"4.00"},"Lumpsum","مروحة التهوية","Ventilation fan"," Install a mechanical ventilation fan for the latrines/kitchen and all needed materials and connections"]
[119,"EL-11",{"v":45,"d":"45.00"},"PCs"," الألواح الشمسية 150 وات","PV panel 250 Watt","Install a solar PV panels, 150-Watt, 12 V with 25 degrees tilting angle with a way to protect the panels"]
[120,"EL-12",{"v":65,"d":"65.00"},"PCs"," الألواح الشمسية 250 وات افضل نوع ","PV panel 150 Watt","Provide and install solar panels 250W,24V polycrystalline class origin of photovoltaic with all needed"]
[121,"EL-13",1.25,"m","شريط إضاءة LED","LED light strip","  Install led light strip with switch's "]
[122,"EL-14",{"v":14,"d":"14.00"},"PCs","منظم شحن","Charge controller","Install a 30-amp charge controller with all related accessories "]
[123,"EL-15",{"v":200,"d":"200.00"},"PCs","بطارية جل","Gel Battery","Provide and install rapped dry battery GEL, deep cycle with capacity 210 A, 12V with all needed "]
[124,"EL-16",{"v":145,"d":"145.00"},"PCs","بطارية سائلة","Liquid battery","Provide and install Liquid battery, with capacity 240 A, 12V with all needed"]
[125,"EL-17",{"v":165,"d":"165.00"},"PCs"," انفرتر","Inverter","Provide and install inverter voltronic original, 3 KVA, single phase with all the needed protection breakers and accessories"]
[126,"EL-18",{"v":100,"d":"100.00"},"PCs","هيكل تركيب الألواح الكهروضوئية","PV panels mounting structure","Install an iron structure to mount the solar PV panels moving base with a long arm motor and a light tracking circuit, the works include all related clamps, screws, fixation to the building without affecting the roofs water proofing integrity."]
[127,"EL-19",{"v":1,"d":"1.00"},"m","كابل كهربائي 1.5 مم","1.5 mm electrical cable","Provide and install of copper cable 1.5 mm2 used for solar energy with all needed"]
[128,"EL-20",{"v":1.8,"d":"1.80"},"m","كابل كهربائي 2.5 مم","2.5 mm electrical cable","Provide and install of copper cable 2.5 mm2 used for solar energy with all needed"]

{"sheet":"Master BoQ","index":5,"n_rows":73,"n_cols":7,"rows_kept":73,"hidden":true}
[]
["#","Category","English description","Arabic description","Arabic specification","English specification","Unit"]
[1,"Excavation and backfilling\nأعمال الحفر و الردم","Excavations of any kind","حفريات مهما كان نوعها","حفريات وصولا الى مستوى اساس الاعمدة والجدران او لخنادق القساطل و الجور الفنيه، ، يجب نقل بقايا الحفر إلى أقرب مكب معتمد وفقا لتوجيهات مهندس غول. يشمل سعر الحفريات كافة الأعمال المطلوبة لضمان سلامة العمال والمستفيدين.","Excavationdown to the level of columns and walls' foundation, or for pipes trenches and septic tanks, excavation remnants must be moved to the nearest approved dumping site. according to the GOAL Engineer directions. The price of the excavation includes all the required works to ensure safety of workers and beneficiaries.","m³ "]
[2,"Excavation and backfilling\nأعمال الحفر و الردم","Backfilling","ردم","ردم الحفر المفتوحة  و خنادق الانابيب و القساطل باستخدام المواد المعتمدة من قبل مهندس غول (مواد الردم اما من نفس الموقع  او نواتج حفر او باستخدام الزرادة(كرابية)","Backfill the open pits and trenches using materials approved by the GOAL Engineer (backfilling materials: either from the same site, approved excavated materials or by using gravels) ","m³ "]
[3,"Demolition works\nأعمال الهدم","Demolition or dismantling of walls","هدم جدران او تفكيكها","هدم الجدران التالفة والمتشققة ، يتم العمل يدوياً أو باستخدام الآلات المتاحة والمناسبة لكل موقع. يجب نقل الأنقاض إلى المكبات المعتمدة حتى لا تسبب أي ضرر لأي شخص أو بأرض زراعية. يشمل العمل هدم العناصر الإنشائية والكتل الخرسانية والجدران الحجرية , و البيتون المغموس والنوافذ والأبواب ..) وأجزاء أخرى يحددها مهندس GOAL (يدويًا أو باستخدام كمبريسه) مع مراعاة شروط السلامة والأمن.","Demolishing of damaged and cracked walls, work shall be done manually or using machinery as available and appropriate for each the site. Rubbles should be moved to approved dumpsites, so it does not cause any damage to any person or agricultural land. The work includes demolishing structural elements, concrete block and stone walls, cyclopean concrete, windows, and door...) and other parts specified by the GOAL Engineer (manually or using pneumatic drill), taking into consideration safety and security conditions. ","m³ "]
[4,"Demolition works\nأعمال الهدم","Rubble Removal ","ترحيل انقاض ","إزالة ونقل المواد المحفورة أو الأنقاض إلى المكبات المعتمدة بحيث لا تسبب أي ضرر للسكان أو الاراضي الزراعية.","Removing and transporting excavated materials or rubble to approved landfills so that they do not cause any harm to residents or agricultural lands.","m3"]
[5,"Concrete Works\nأعمال البيتون","Plain Concrete 200 kg/m³","بيتون عادي 200 كغ/م3","تجهيز وصب بيتون بالقالب عيار 200 كغ/م3 لتغطية الشقوق او تغطية لارضيات مع الصقل  بسماكة  (8 سم-10سم) مع الرش بالماء مع كافة الأعمال اللازمة بالشكل المطلوب حسب توجيهات مهندس غول ","providing and pouring concrete, cement caliber 200 kg/m³ to cover cracks or cover flooring, with smoothing, thickness of layer (10 cm-8cm) with spraying with water, with all the needed form works according to the directive of GOAL Engineer. ","m³ "]
[6,"Concrete Works\nأعمال البيتون","Cyclopean Concrete 250 kg/m³","بيتون مغموس 250 كغ/م3","تجهيز وصب بيتون مغموس عيار الاسمنت 250كغ /م3 لبناء عناصر مع الرش بالماء مع كافة الأعمال بالشكل المطلوب حسب توجيهات مهندس غول","providing and pouring cyclopean concrete, cement caliber 250 kg/m³ to construct elements, with spraying with water, with all the needed form works according to the directive of GOAL Engineer. ","m³ "]
[7,"Concrete Works\nأعمال البيتون","Reinforced concrete 350 kg/m³/70/Kg","بيتون مسلح 350 كغ/م3 وزن حديد التسليح/70/كغ /م3","تجهيز وصب بيتون مسلح بالقالب عيار 350كغ/م3 وزن حديد التسليح/70/كغ /م3 لاصلاح وتعبئة العناصر الانشائية مع التنعيم والصقل و رش الماء مع كافة الأعمال بالشكل المطلوب حسب توجيهات مهندس غول","providing and pouring reinforced concrete caliber 350 kg/m³, ,weight of rebars 70 kg/m3to repair and fill the structural elements, with smoothing and polishing, with spraying water with all the needed form works. with all the needed form works according to the directive of GOAL Engineer.","m³ "]
[8,"Concrete Works\nأعمال البيتون","Reinforced concrete 350 kg/m³ 90kg/m3","بيتون مسلح 350 كغ/م3وزن حديد التسليح/90/كغ /م3","تجهيز وصب بيتون مسلح بالقالب عيار 350كغ/م3 وزن حديد التسليح/90/كغ /م3لاصلاح وتعبئة العناصر الانشائية مع التنعيم  والصقل و رش الماء مع كافة الأعمال بالشكل المطلوب حسب توجيهات مهندس غول","providing and pouring reinforced concrete caliber 350 kg/m³,weight of rebars 90 kg/m3 to repair and fill the structural elements, with smoothing, with spraying water with all the needed form works. with all the needed form works according to the directive of GOAL Engineer.","m³ "]
[9,"Concrete Works\nأعمال البيتون","concrete ramp","رمبة بيتونية ","تقديم وتركيب رمبة عند الاماكن التي يحددها المهندس المشرف ليتم استخدامها من قبل ذوي الاحتياجات الخاصة. \nيجب ان تكون الرمبة بعرض 110 سم وميل الرمبة لا يتجاوز 1/10 ","Providing and installing a ramp at the places specified by the supervising engineer to be used by people with special needs.\n\nThe ramp must be 110 cm wide and the slope of the ramp must not exceed 1/10","m3"]
[10,"Concrete Works\nأعمال البيتون","Temporary support","دعم مؤقت للاسقف","يتم بواسطة دعامات معدنية بحيث لها شرار يتم الشد حتى نصل الى المستوى المطلوب ","It is done by means of metal supports that have sparks that are tightened until we reach the required level ","m2"]
[11,"Concrete Works\nأعمال البيتون","supporting of a concrete column or beam","تدعم عمود او جائز خرساني","يتم من خلال تنظيف البيون بشكل جيد وازالة كل جزء متكسر والكشف عن الحديد ويتم تنظيفه بشكل جيد ودهانه بواسطة الايبوكسي وزرع التشاريك بعمق لايقل عن 10 سم وتباعد لايزيد عن 25 سم ","The concrete is cleaned well, every broken part is removed, the iron is detected, it is cleaned well, painted with epoxy, and the screed is planted at a depth of not less than 10 cm and a distance of not more than 25 cm","PCs"]
[12,"Walls works\nأعمال الجدران"," concrete block wall(10)cm","جدران من البلوك  10سم ","تقديم وتركيب جدار من البلوك النصف مليئ (40*20) سم سماكة البلوك( 10) سم  حسب توجهات المهندس المشرف (للسماكة)  بكثافة 100كغ/م3 لتكميل و انشاء الجدران الداخلية والخارجية وسد الفتحات رباط مستمر يجب ان يتم التركيب فوق فرشه بيتون مع كل ما يلزم من مونه اسمنتيه 1:3 خلط بارتفاع 15 مم بين الصفوف المنشأة ورش المياه وجميع أعمال التشطيب ذات الصلة وفقا لتعليمات مهندس غول ","Supply and install hollow bricks (40*20 cm), block thickness (10) cm with 100kg/m³ density for completing internal and external walls and filling open holes. Half-bond the installation should carried out with all needed cement sand mortar (1:3) mix 15 mm between the constructed rows, water spraying, and all related finishing works according to the instruction of the GOAL Engineer. ","m²"]
[13,"Walls works\nأعمال الجدران"," concrete block wall(15)cm","حدران من البلوك 15سم","تقديم وتركيب جدار من البلوك النصف مليئ (40*20) سم سماكة البلوك( 15) سم  حسب توجهات المهندس المشرف (للسماكة)  بكثافة 100كغ/م3 لتكميل و انشاء الجدران الداخلية والخارجية وسد الفتحات رباط مستمر يجب ان يتم التركيب فوق فرشه بيتون مع كل ما يلزم من مونه اسمنتيه 1:3 خلط بارتفاع 15 مم بين الصفوف المنشأة ورش المياه وجميع أعمال التشطيب ذات الصلة وفقا لتعليمات مهندس غول ","Supply and install hollow bricks (40*20 cm), block thickness (15) cm with 100kg/m³ density for completing internal and external walls and filling open holes. Half-bond the installation should carried out with all needed cement sand mortar (1:3) mix 15 mm between the constructed rows, water spraying, and all related finishing works according to the instruction of the GOAL Engineer. ","m²"]
[14,"Walls works\nأعمال الجدران"," concrete block wall(20)cm","حدران من البلوك 20سم","تقديم وتركيب جدار من البلوك النصف مليئ (40*20) سم سماكة البلوك( 20) سم  حسب توجهات المهندس المشرف (للسماكة)  بكثافة 100كغ/م3 لتكميل و انشاء الجدران الداخلية والخارجية وسد الفتحات رباط مستمر يجب ان يتم التركيب فوق فرشه بيتون مع كل ما يلزم من مونه اسمنتيه 1:3 خلط بارتفاع 15 مم بين الصفوف المنشأة ورش المياه وجميع أعمال التشطيب ذات الصلة وفقا لتعليمات مهندس غول ","Supply and install hollow bricks (40*20 cm), block thickness (20) cm with 100kg/m³ density for completing internal and external walls and filling open holes. Half-bond the installation should carried out with all needed cement sand mortar (1:3) mix 15 mm between the constructed rows, water spraying, and all related finishing works according to the instruction of the GOAL Engineer. ","m²"]
[15,"Walls works\nأعمال الجدران","Supply and installation of rock stone ","تقديم وتركيب حجرصخري ","توفير وتركيب حجر مصفط لتكميل و انشاء الجدران  يجب ان يتم التركيب فوق فرشه بيتون مع كل ما يلزم من مونه اسمنتيه 1:3 خلط بارتفاع 15 مم بين الصفوف المنشأة ورش المياه وجميع أعمال التشطيب ذات الصلة وفقا لتعليمات مهندس غول","supply and install hand fixed normal rock for completing walls the installation should carried out with all needed cement sand mortar (1:3) mix 15 mm between the constructed rows, water spraying, and all related finishing works according to the instruction of the GOAL Engineer.  ","m²"]
[16,"Walls works\nأعمال الجدران","installation of rock stone ","تركيب حجر صخري ","تركيب حجر مصفط لتكميل و انشاء الجدران  يجب ان يتم التركيب فوق فرشه بيتون مع كل ما يلزم من مونه اسمنتيه 1:3 خلط بارتفاع 15 مم بين الصفوف المنشأة ورش المياه وجميع أعمال التشطيب ذات الصلة وفقا لتعليمات مهندس غول","install hand fixed normal rock for completing walls the installation should carried out with all needed cement sand mortar (1:3) mix 15 mm between the constructed rows, water spraying, and all related finishing works according to the instruction of the GOAL Engineer.  ","m2"]
[17,"Walls works\nأعمال الجدران","stone frame for window or door","اطار حجري للنوافذ والابواب ","توفير وتركيب شبر من الحجرالاصفر سماكة 5 سم وعرض يتناسب مع عرض الجدران للنوافذ والابواب الداخلية وزيادة 5 سم للخارجية  لوزم اللابواب والنوافذ ( المينو +pvc) مع كل مايلزم ","supply and install stone frame 5 cm and width conforming with existing wall width plus 5 cms for Aluminum and PVC doors and windows With everything needed","ml"]
[18,"Walls finishes works\nأعمال اكساء الجدران","Emulsion paint","دهان بلاستيكي","دهان من نوع اكرليكي جيد يؤمن العزل وعلى ثلاث وجوه","Good quality acrylic paint that provides insulation on three surfaces.","m2"]
[19,"Walls finishes works\nأعمال اكساء الجدران","Cement plastering for  walls","زريقة اسمنتية للجدران  ","زريقة  اسمنتيه (أقصى سمك 25 مم )في طبقتين (خشن  ,ناعم) باستخدام اسمنت عيار 350كغ/م3 و نحاته خشنه للوجه الأول و ناعمه للوجه الثاني مع الرش بالماء يجب ان يكون السطح النهائي جاهزا للدهان حسب توجيهات مهندس غول","Cement plastering (max thickness 25 mm) in two coats (coarse, fine) with using cement caliber is 350 kg/m³ coarse aggregate in the first layer and fine in the second with spraying with water, finish surface should be ready for painting according to the directive of GOAL Engineer. ","m²"]
[20,"Walls finishes works\nأعمال اكساء الجدران","Cement plastering for  walls one layer","زريقة اسمنتية لجدران  طبقة واحدة","زريقة  اسمنتيه (أقصى سمك 15 مم )طبقة واحدة (خشنة او ناعمة ) باستخدام اسمنت عيار 350كغ/م3  مع الرش بالماء يجب ان يكون السطح النهائي مستويا حسب توجيهات مهندس غول","Cement plastering (max thickness 15 mm) in one coats (coarse or fine) with using cement caliber is 350 kg/m³ with spraying with water, finish surface should be ready for painting according to the directive of GOAL Engineer. ","m²"]
[21,"Walls finishes works\nأعمال اكساء الجدران","Treating and filling cracks and holes in walls ","معالجة وملئ الشقوق والثقوب في الجدران ","معالجة وملئ الشقوق والفتحات ضمن الجدران ( مونة اسمنتية + سيلكون -معجون )","Fill  (wall) with putty with all necessary ","m²"]
[22,"Walls finishes works\nأعمال اكساء الجدران","Ceramic for walls","سيراميك جدران","تقديم تركيب بلاط سيراميك للجدران شامل المونه و الروبه. وكل مايلزم حسب توجهات المهندس  المشرف","Install ceramic wall tiles for walls including mortar, grout and all required according to the supervising Engineer recommendation","m²"]
[23,"Floors finishes works\nأعمال اكساء الارضيات","Ceramic flooring","سيراميك ارضيات","تقديم وتركيب سيراميك ارضيات مع الوزرة شامل الروبة والردم اسفل السيراميك بمادة االزرادة حتى 10 سم   واستخدام مونة اسمنتية عيار 300 كغ/ م3 اسفل السيراميك بسماكة لاتقل عن 2 سم   و كل ما يلزم لاتمام الأعمال ","Providing and installing ceramic floors including the floor skirting, and grout and backfilling under the ceramic with the fine gravel up to 10 cm, and the use of 300 kg / m3 cement mortar under the ceramic with a thickness of not less than 2 cm and all that is needed to complete the work","m²"]
[24,"Floors finishes works\nأعمال اكساء الارضيات","Stone tile flooring","بلاط ارضيات","تقديم و تركيب بلاط لجميع الارضيات متطابق مع البلاط المركب سابقا ضمن المنزل او حسب راي المهندس المشرف في حال عدم وجود نوع مطاببق مع توفير طبقات الرمل حتى 10 سم  والمونة المطلوبة تحتها  سماكة لاتقل عن 2 سم  (البلاط مجلي)  و الروبه.","Providing and installing tiles for all floors matching to the tiles previously installed within the house or according to the opinion of the supervising engineer in the absence of a matching type, with providing the required layers of sand up to 10 cms and mortar not less than 2 cm under it (the tiles are polished and including grout.","m²"]
[25,"Insulation works \nأعمال العزل","waterproofing - acrylic based material","عزل اكريليكي","تقديم وتركيب مادة عزل اكريليكي على شكل طلاء  (يوافق عليها المهندس المشرف قبل العمل) يجب طلاء السطح بالمادة جيدا  حتى يتم تشبع البيتون بالكامل باستخدام الرول فقط أما للزوايا فيجب دهانها جيداحتى التصوينه ويجب طلاءها بارتفاع  20سم  على الاقل  يكون العمل وفق تعليمات وتوجيهات مهندس غول","Supply and install vapor insulation material to be applied by painting.  The surface should be painted with the material well until the concrete is fully saturated by the material, using the roller only. As for the corners, it should be painted well and at least 20cm high of the parapets should be painted by the material. Therefore, All work must be in accordance with the instructions and directions of the GOAL Engineer. ","m²"]
[26,"Doors and windows works\nأعمال الأبواب و النوافذ","Wooden windows","نوافذ خشبية","توفير وتركيب شباك خشب مع مفصلتين وقفل وبلور 5 مم ومسكة   ودهان  وجهين مع الاساس ويشمل ذلك ملء الفراغات بين الجدار واطار الباب باستخدام المونة أو السيلكون ","supply and install a pine wooden casement window with 2 hinges for each side, 5 mm glazing, frame, lock and handles, and all other accessories, finished with under coat and two coats of paints) this includes filling the spaces between the wall and the door frame using mortar, silicon. ","m²"]
[27,"Doors and windows works\nأعمال الأبواب و النوافذ","Wood door","ابواب خشب ","تقديم تركيب باب من الخشب شامل (الكشف (الاطار) و الحاجب  و الدعائم الجانبية القفل المقبض المفصلات و الزجاج)  النصف العلوي للباب دعامات خشبيه بينها زجاج ز النصف السفلي دعامات خشب بينها الواح خشبيه وجميع الملحقات الأخرى مع طلاء طبقة اساس  وطبقتين من الدهانات ويشمل ذلك ملء الفراغات بين الجدار واطار الباب باستخدام المونه أو السيلكون وفقا لتعليمات المهندس المشرف"," Install door, complete with (frame, casing, side jambs, lock, handle, hinges) the top half of the door is wooden mullions and glass, and the lower half is covered with wood panels finished with under coat and two coats of paints) this includes filling the spaces between the wall and the door frame using mortar, spraying foam, silicon. ","m²"]
[28,"Doors and windows works\nأعمال الأبواب و النوافذ","repair of wooden door ","اصلاح باب خشبي","اصلاح الباب الخشبي بما في ذلك إعادة تركيب القفل أو اغلاق فتحة تتراوح أبعادها بين 50 الي 100 سم في الطول و 20 الى 50سم في العرض مع جميع العناصر اللازمة لاكمال العمل","Repair wooden door including reinstalling lock, hinge, handle, or close an opening that ranges in dimension between 50 to 100 cm in length and 20 to 50 cm in width with all necessary items to complete the work","PCs"]
[29,"Doors and windows works\nأعمال الأبواب و النوافذ","Steel door","ابواب حديدية","تقديم وتركيب أبواب حديدية بعرض يتراوح بين(80-110) سم وارتفاع مابين (180-220)سم بمقبض معدني، و كشف و اطار جانبي باستخدام زوايا حديد لا تقل عن  4*3سم سماكة الزوايا لاتقل عن 3 ملم ، الباب مغطى بصاج بسمك لا يقل عن 1.4 مم وزن المتر المربع من الباب لايزيد عن 45 كغ ,مع قفل ومفاتيح جيدة و 3 مفصلات (16مم) مع طبقة اساس وبخ  وجهين من  الطلاء الزيتي ","Supply and install of steel doors the width between (80-110) cm and height between (180-220) cm with metal handle, door jamb and frame L section at least 3X4 cm, covered with iron sheet thickness of at least 1.4 mm. The weight of the square meter of the door shall not exceed 45 Kg with Lock/keys and 3 hinges 16 mm spray painted with 1 layer of prime coat and 2 coats of oil-based paint","KG"]
[30,"Doors and windows works\nأعمال الأبواب و النوافذ","Steel window","نوافذ حديدية","تقديم وتركيب نافذة  حديدية بعرض مابين (80-110)سم وارتفاع مابين (80-110)سم كشف واطار النافذة زاويه 3*4 سم مع زجاج النافذة (او بولي كربون) بوزن يقارب35كيلو و تزويد قفل و 2 مفصلات (12) مم لكل درفة مع طبقة اساس وبخ  وجهين من  الطلاء الزيتي","Supply and install iron casement window the width between (80-110) cm and height between (80-110) cm window jamb and frame section L 3X4 cm with glass or fiberglass glazing , window Weight around 35 kg with a Lock and 2 hinges (12 mm) good quality for each side with spray painted with 1 layer of prime coat and 2 coats of oil-based paint","KG"]
[31,"Doors and windows works\nأعمال الأبواب و النوافذ","Repair steel door or window","اصلاح باب او نافذه حديديه","اصلاح الباب او النافذة الحديدية بما في ذلك غلق الفتحات وإعادة تثبيت القفل أو المفصلة أو المقبض أو اغلاق الفتحة  بالواح الحديد سماكة  لاتقل عن 1.4 مم واضافة قضيب حديد مسطح مع اللحام على الأبواب القديمة بأبعاد مختلفة مع جميع العناصر اللازمة لاكمال العمل","Repair steel door or window including closing holes and reinstalling lock, hinge, handle, or close an opening with galvanized steel sheet thickness 1.4 mm and adding flat iron bar with welding on old doors with different dimension with all necessary items to complete the work","PCs"]
[32,"Doors and windows works\nأعمال الأبواب و النوافذ","Aluminum door","باب المينوم","تقديم وتركيب باب الالمنيوم  مع اطار بعرض 6 سم و   وعواميد جانبية وقفل ومقبض مع الواح حشو  pvcوالقضبان الوسطى ويشمل ذلك ملء الفراغات بين الجدار واطار الباب باستخدام  المونه و السيلكون ","Supply and install painted aluminum door width 6 cm with frame, side jambs, lock, handle with the installation PVC infill panels and middle bars this includes filling the spaces between the wall and the door frame using mortar, silicon. ","m²"]
[33,"Doors and windows works\nأعمال الأبواب و النوافذ","Aluminum  window","نافذة المينوم","تركيب نافذة  المنيوم  مطلية كاملة مع الاطار .زجاج مثبت  ومختوم بالمطاط.قفل .بكرات سحاب  وجميع الملحقات اللازمة ومع الغربول  ويشمل ذلك ملء الفراغات بين الجدار واطار الباب باستخدام مونه و السيلكون","Install aluminum window complete with the frame, glazing fixed by glazing bead and sealed with rubber, lock, rollers, sliding panel, weather stripping, and all necessary accessories and wire mesh fly screen. this includes filling the spaces between the wall and the door frame using mortar, silicon. ","m²"]
[34,"Doors and windows works\nأعمال الأبواب و النوافذ","PVC door","باب pvc","تقديم وتركيب باب PVC جاهز   من ماركة جيدة باللون البني أو الأبيض شاملاً جميع الملحقات. يجب ألا تقل سماكة جميع مقاطع المقاطع الجانبية PVC عن 1،8 مم. يتم تثبيت الزجاج بحشوات مطاطية غير قابلة للتحلل على كلا الطرفين. يجب تثبيت الإطار جيدًا على الحائط بواسطة البراغي ، وملء الفراغات بين الجدار وإطار الباب باستخدام المونة و السيليكون يشمل السعر تعديل أبعاد الأبواب مسبقه الصنع داخل المنزل لتتناسب مع أبعاد الأبواب الجاهزة والمتاحة في السوق.","Supply and install ready-made PVC door  brown or white color including all accessories. All PVC profile sections should be with thickness not less than 1,8 mm. The glass to be fixed with non-degradable rubber gaskets on both ends. The frame should be fixed well on the wall with screws and filling the spaces between the wall and the door frame using Mortar, spraying foam, silicon. The price includes adjusting the dimensions of the doors inside the house to match the dimensions of the readymade doors available on the market. ","PCs"]
[35,"Doors and windows works\nأعمال الأبواب و النوافذ","PVC window","نافذة pvc","تقديم وتركيب نافذة PVC الجاهزة باللون البني أو الأبيض بما في ذلك جميع الملحقات. يجب ألا تقل سماكة جميع مقاطع المقاطع الجانبية PVC عن 1،8 مم. يتم تثبيت الزجاج بحشوات مطاطية غير قابلة للتحلل على كلا الطرفين. يجب تثبيت الإطار جيدًا على الحائط بواسطة البراغي ، وملء الفراغات بين الحائط وإطار الباب باستخدام المونة أو السيليكون.","Supply and install ready-made PVC window  in brown or white color including all accessories. All PVC profile sections should be with thickness not less than 1,8 mm. The glass to be fixed with non-degradable rubber gaskets on both ends. The frame should be fixed well on the wall with screws and filling the spaces between the wall and the door frame using Mortar, silicon.","PCs"]
[36,"Doors and windows works\nأعمال الأبواب و النوافذ","Maintenance of Aluminum or PVC doors and windows","صيانة ابواب ونوافذ المينوم و pvc","صيانة الالمنيوم أو pvc(الأبواب والنوافذ) شامل تبديل الفصالات الايادي اغلاق الثقوب اصلاح السكك ","Maintenance of Aluminum or PVC Items (doors and windows)including hinges, handles, closing holes, maintenance of rails.","PCs"]
[37,"Doors and windows works\nأعمال الأبواب و النوافذ"," glazing-glass","زجاج ","تقديم وتركيب زجاج سماكة لاتقل عن 4 مم للنوافذ و الابواب مع كل  مايلزم لاتمام العمل","Supply and install glass plates plate thickness of 4 mm for doors and window, with all necessary to complete the work","m²"]
[38,"Steel works\nأعمال الحديد المشغول","steel handrail","دارابزون فولاذي","تقديم و تركيب أدوات الأمان لمنع السقوط مثل الدرابزين  المعدني الذي لايقل ارتفاعه عن  90 سم أو 40 سم في حاله لاستخدام من قبل ذووي الاحتياجات الخاصه الذين يستخدمون الكراسي المتحركه","Supply and Install safety tools to prevent falls, such as steel handrails not less than 90cm high or 40 cm height for the use of people living with disability using wheelchair","kg"]
[39,"Steel works\nأعمال الحديد المشغول","steel security bars","شبك حماية حديدية","تقديم و تركيب شبك من مبسطات حديد ( مع غربول ناعم ) لنافذة مع التبيتث وكل ما يلزم لاتمام العمل","Supply and Install window's steel security bars, steel plates with mesh screen  with all necessary to complete the work ","kg"]
[40,"Steel works\nأعمال الحديد المشغول","tiled handles for PLWD","قبضة معدنية للمعاقين","تقديم وتركيب قبضة مسند معدنية"," Supply and Install steel handles","kg"]
[41,"Steel works\nأعمال الحديد المشغول","steel roofing","سقف معدني ","تقديم وتركيب سقف مصنوع من التوتياء المموج ( التوتة) 0.5 مم وتثبيته باستخدام بروفيل حديدي في اتجاهين (0.2*3*5)سم  بمسافة 1متر مع تثبيت بالمسمار وسد أي فتحات بين السقف  والجدار باستخدام مونة اسمنتية  ","Supply and install roof made of galvanized corrugated sheet 0.5 mm and fixing by using steel profile in two direction (5x3x0.2) cm with 1 m spacing, fixing with screw and sealing off any openings between ceiling and wall using cement mortar","m²"]
[42,"Electrical works الاعمال الكهربائية ","LED light bulb","لمبة اضاءة ليد ","توفير وتركيب لمبة LED شامل حامل اللمبه (السوكه)  و توصيلها لاقرب مصدر كهرباء في المنزل","Provision and installation of LED light bulb and holder and connect it to the nearest electricity source in the house","PCs"]
[43,"Electrical works الاعمال الكهربائية ","LED light strip","شريط اضاءة ليد","تقديم و تثبيت شريط إضاءة لدات مع كبسات ","Supply and Install led light strip with switch's ","m"]
[44,"Electrical works الاعمال الكهربائية ","Light point","نقطة ضوئية","تقديم وتركيب نقطة إنارة كهربائية. بما في ذلك وصل النقطه بكابل عادي منفرد ومجدول بسمك (2 مم) مصنوع من النحاس مع العناصر الضرورية مثل: شريط لاصق للتمديد المخفي ، قناة بلاستيكية قبل الزريقة ، قطع توزيع إذا لزم الأمر ، شاسيه ، غطاء ، مفتاح ، لمبة( 12 -220 ) وات للمرافق و لمبة 20 وات للغرف مع وصلها لاقرب مصدر كهرباء في المنزل","supply and installation of electrical lighting point, including installation of a single and braided regular cable with a thickness of (2 mm) made of copper with the necessary items such as: duct tape for concealed extension, plastic channel before plastering, distribution boxes if needed, chassis, cover, switch, (12-220) watts bulb for utilities, 20 watts bulb for rooms, and the connection to the nearest power point in the house.","PCs"]
[45,"Electrical works الاعمال الكهربائية ","The pre-installed electrical Light point","نقطة ضوئية مؤسسة مسبقا","تقديم وتركيب نقطة إنارة كهربائية. بما في ذلك وصل النقطه بكابل عادي منفرد ومجدول بسمك (2 مم) مصنوع من النحاس مع العناصر الضرورية مثل: شريط لاصق للتمديد المخفي ، قناة بلاستيكية قبل الزريقة ، قطع توزيع إذا لزم الأمر ، شاسيه ، غطاء ، مفتاح ، لمبة( 12 -220 ) وات للمرافق و لمبة 20 وات للغرف مع وصلها لاقرب مصدر كهرباء في المنزل","supply and installation of electrical lighting point, including installation of a single and braided regular cable with a thickness of (2 mm) made of copper with the necessary items such as: duct tape for concealed extension, plastic channel before plastering, distribution boxes if needed, chassis, cover, switch, (12-220) watts bulb for utilities, 20 watts bulb for rooms, and the connection to the nearest power point in the house.","PCs"]
[46,"Electrical works الاعمال الكهربائية ","electrical socket ","مقبس كهربائي","تقديم وتركيب مقبس كهربائي للاستخدام االداخلي أوالخارجي  الصين  او ما يعادلها ، 250V ، 10 A  شامل الشاسيه و الغطاء ووصله لاقرب نقطه كهرباء باسلاك 2.5 ملم 2 من النحاس وفقا لجميع القوانين واللوائح المعمول بها وكما وافق عليها مهندس غول","Supply and install electrical socket outlet, for internal a, 250V, 10 A including the chassis and the cover and connecting it to the nearest power source with 2.5 mm copper wires in accordance with all applicable codes and regulations and as approved by the site engineer","PCs"]
[47,"Electrical works الاعمال الكهربائية ","Electrical outlet point","قاطع منصهر","تقديم وتركيب قاطع 32 امبير مع لوحة كهربائية ","Supply and installation of 32 A outlet with electrical panel","PCs"]
[48,"Electrical works الاعمال الكهربائية ","PV panel 250 Watt","لوح طاقة شمسية 250 واط","تركيب الألواح الشمسية الكهروضوئية ، 250 وات ، 12 فولت بزاوية إمالة 25 درجة مع وسيلة لحماية الألواح","Install a solar PV panels, 250-Watt, 12 V with 25 degrees tilting angle with a way to protect the panels","PCs"]
[49,"Electrical works الاعمال الكهربائية ","Charge controller","منظم شحن ","تركيب منظم شحن 30 أمبير مع جميع الملحقات ذات الصلة","Install a 30-amp charge controller with all related accessories ","PCs"]
[50,"Electrical works الاعمال الكهربائية ","Liquid battery","بطارية سائلة ","توفير وتركيب بطارية سائلة بسعة 240 أمبير ، 12 فولت وزن لايقل عن 65 كغ بكل ما يلزم","supply and install Liquid battery, with capacity 240 A, 12V weight is not less than 65 Kg with all needed","PCs"]
[51,"Electrical works الاعمال الكهربائية ","Inverter","انفرتر","توفير وتركيب انفرتر فولترونيك اوريجينال باستطاعة 1000 واط أحادي الطور بجميع قواطع الحماية وملحقاتها 12 فولط ","Providing and installing Inverter Voltronic Original with a capacity of 1000 watts single-phase with all protection circuit breakers and accessories 12 volts","PCs"]
[52,"Electrical works الاعمال الكهربائية ","PV panels mounting structure","قاعدة لتركيب الواح الطاقة الشمسية ","تركيب قاعدة معدنية  لألواح الشمسية الكهروضوئية  ، وتشمل الأعمال زوايا حديد3*4 سم او فوارغ حديدية 3*3 سم  والبراغي والتثبيت بالمبنى دون التأثير على سلامة أسطح العزل المائي.","Install an iron structure to mount the solar PV panels, the works include steel angles 3x4 cm or steel tubes 3x3 cm include all related clamps, screws, fixation to the building without affecting the roofs water proofing integrity.","kg"]
[53,"Electrical works الاعمال الكهربائية ","10 mm electrical cable","سلك كهرباء 10 ملم2","توفير وتركيب كبل نحاسي 10 مم 2 يستخدم للطاقة الشمسية بكل ما يلزم","supply and install of copper cable 10 mm2 used for solar energy with all needed","m"]
[54,"Plumbing and sanitation and water supply  works أعمال التغذية والصرف الصحي ","Porcelain washbasin","مغسلة بورسلان","تقديم وتركيب مغسلة  بورسلان بعمود  بأبعاد (55x43) سم مع الإكسسوارات والتثبيت على الحائط مع إضافة سيليكون أبيض أو شفاف لسد الفجوات بين الحوض ومحيطه حسب توجيهات مهندس غول.","Supply and install of porcelain washbasin with a column, with dimension (55x43) cm and with accessories and fixing on wall with adding white or transparent silicon to close the gaps between the sink and its surrounding according to the field and the directive of GOAL Engineer. ","PCs"]
[55,"Plumbing and sanitation and water supply  works أعمال التغذية والصرف الصحي ","water tap","حنفية ماء","تقديم و تركيب حنفية  مياه نحاس مع كل ما يلزم لإكمال العمل"," Install a copper core water tap, with all necessary to complete the work ","PCs"]
[56,"Plumbing and sanitation and water supply  works أعمال التغذية والصرف الصحي ","water mixer","خلاط مياه","تقديم وتركيب خلاطة مياه نحاسية مغطاة بالكروم حسب توجيهات مهندس غول.","supply and install water mixer copper covered with chrome according to the field and the directive of GOAL Engineer.","PCs"]
[57,"Plumbing and sanitation and water supply  works أعمال التغذية والصرف الصحي ","Stainless steel sink","مجلى ستانلستيل","تقديم وتركيب مجلى  من الستانلستيل نوع جيد  ابعاد الحوض (50*70) سم   مع جميع التوصيلات والقطع اللازمة  للتصريف ","supply and install  sink, Stainless steel  dimensions 70 x 50 cm with all necessary connections and hardware  ","PCs"]
[58,"Plumbing and sanitation and water supply  works أعمال التغذية والصرف الصحي ","kitchen sink","مجلى مطبخ","تقديم وتركيب مجلى  من الرخام  نوع جيد بسماكة لاتقل 2.5 سم ابعاد الحوض (50*70) سم   مع جميع التوصيلات والقطع اللازمة  للتصريف  ","supply and install  marble sink, marble thickness at least 2.5 cm dimensions 70 x 50 cm with all necessary connections and hardware  ","PCs"]
[59,"Plumbing and sanitation and water supply  works أعمال التغذية والصرف الصحي ","kitchen counter","كاونتر مطبخ","تقديم وتركيب طاولة مطبخ من الرخام  (سماكة لاتقل 2.5 سم ) النوع الجيد مثبت على وقافيات من الحجر الاصفر سماكة بين (3-5) سم  ","Providing and Installing a good quality  marble kitchen counter thickness at least 2.5 cm, installed on marble legs , thickness between (3-5) cm","m²"]
[60,"Plumbing and sanitation and water supply  works أعمال التغذية والصرف الصحي ","Toilet squatting pan","تواليت عربي (قرفصاء)","توفير واستبدال وتركيب بطه حمام تالفه  ببطه البورسلين (L = 55، W = 30، H = 27) سم مع مايلزم من قطع الوصل ( S) وكافة التركيبات والملحقات المطلوبة. ويشمل هذا البند كافة الأعمال اللازمة لازاله البطه القديمه، ويشمل أعمال الحفر والردم ونقل الحفريات الزائدة حسب تعليمات مهندس غول","Provision and Replacement of damaged squatting pan  by new porcelain squatting W.C. (L=55, W=30, H=27) cm  and installs it with (S connection) and all required fittings & accessories.\nThis item includes all needed works for eliminating the old damaged squatting pan, and includes drillings and backfilling works and transport of excess excavations according to GOAL engineer instructions.","PCs"]
[61,"Plumbing and sanitation and water supply  works أعمال التغذية والصرف الصحي ","Toilet seat","تواليت فرنجي","تقديم وتركيب تواليت افرنجي  ، وتشمل الأعمال جميع الملحقات اللازمة (الكوع والمواسير والخرطوم) والتثبيت بالمونة (الرمل والاسمنت) "," supply and install a toilet seat, works include all accessories needed (Elbow and pipes), fixation with mortar (sand and cement)","PCs"]
[62,"Plumbing and sanitation and water supply  works أعمال التغذية والصرف الصحي ","Stainless steel floor trap","مصرف ارضي من الستانلستيل","تقديم وتركيب مصرف  أرضية من الاستانلس ستيل بغطاء  في أماكن محددة وتوجيهات مهندس غول.","Supply and install stainless steel floor trap with cover in specified places according to the field and the directive of GOAL Engineer.","PCs"]
[63,"Plumbing and sanitation and water supply  works أعمال التغذية والصرف الصحي "," PPR pipes","انابيب PPR  ","توفير وتركيب مواسير PPR لنظام مياه الشرب(1- 0.75 ) انش  مواسير  المستخدمة لهذا النظام يجب أن تكون (PPR) ، بسمك لا يقل عن 3.5 مم ، ضغط 10 بار.  جميع ملحقات الوصلات والنهايات والوصلات المعدنية مع تثبيت المواسير بالاسمنت والحفر","supply and install PPR pipes for drinking water system (1- 0.75) inch  Pipes used for this system must be (PPR), thickness not less than 3.5mm, pressure 10 bar All accessories of metal joint, ends and connections, with fixing the pipes using cement and trench digging","m"]
[64,"Plumbing and sanitation and water supply  works أعمال التغذية والصرف الصحي ","2\" PVC pipes","انابيب PVC 2 انش ","تقديم وتركيب انابيب PVC 2 انشات مع اكسسوارات قطر 2 انش مع الحفر و الردم وفقا لتوجيهات مهندس غول.","Supply and install of PVC pipes, 2 inches diameter weight of with compatible accessories with digging and backfilling according to the directive of GOAL Engineer.","m"]
[65,"Plumbing and sanitation and water supply  works أعمال التغذية والصرف الصحي ","4\" PVC pipes","انابيب PVC 4 انش","تقديم وتركيب انابيب PVC 4 انشات مع اكسسوارات قطر 4 انش مع الحفر و الردم وفقا لتوجيهات مهندس غول.","Supply and install of PVC pipes, 4 inches diameter weight of with compatible accessories with digging and backfilling according to the directive of GOAL Engineer.","m"]
[66,"Plumbing and sanitation and water supply  works أعمال التغذية والصرف الصحي ","6\" PVC pipes","انابيب PVC 6 انش","تقديم وتركيب انابيب PVC 6 انشات مع اكسسوارات قطر 6 انش مع الحفر و الردم وفقا لتوجيهات مهندس غول.","Supply and install of PVC pipes, 6 inches diameter weight of with compatible accessories with digging and backfilling according to the directive of GOAL Engineer.","m"]
[67,"Plumbing and sanitation and water supply  works أعمال التغذية والصرف الصحي ","8\" PVC pipes","انابيب PVC 8 انش","تقديم وتركيب انابيب PVC 8 انشات مع اكسسوارات قطر 8 انش مع الحفر و الردم وفقا لتوجيهات مهندس غول.","Supply and install of PVC pipes, 8 inches diameter weight of with compatible accessories with digging and backfilling according to the directive of GOAL Engineer.","m"]
[68,"Plumbing and sanitation and water supply  works أعمال التغذية والصرف الصحي ","500 L  galvanized steel water tank","خزان مياه توتياء (غير قابل للصدأ) سعة 500 لتر","تقديم وتركيب خزان مياه  توتياء (غير قابل للصدأ) سماكة لاتقل 1 مم حجم 500 لتر  و كل التوصيلات اللازمة من انابيبPPR  و وصلات و سكر عدد 2 مع تنفيذ ارجل 30 سم وكل ما يلزم لتنفيذ العمل وتوجيهات المهندس غول","Providing and installing (500-liter,  thickness not less than 1 mm) water tank and all needed PPR connections, fittings, valves (number 2), with the implementation of 30 cm legs and all that is needed to carry out the work according to the GOAL Engineer instructions ","PCS"]
[69,"Plumbing and sanitation and water supply  works أعمال التغذية والصرف الصحي ","1000 L galvanized steel water tank","خزان مياه توتياء (غير قابل للصدأ) سعه 1000 لتر","تقديم وتركيب خزان مياه توتياء (غير قابل للصدأ)  سماكة لاتقل 1.4 مم  نوع زهر وبحجم 1000 لتر مع فتحة وقفل سقف 50 *50 سم وابعاد الخزان 1*1*1 م  مع الفواشة وصمام نحاسي 1/2 انش عدد 2 والاكسسوارات اللازمة  وكل مايلزم لتنفيذ العمل مع ارجل 30 سم وتدعيم داخلي افقي بزوايا توتياء مزيبق وحسب توجيهات مهندس غول","supply and install a tank of thickness not less than 1.4 mm type of galvanized and size of 1000 liters with lockable  a top opening 50 * 50 cm and the dimensions of the tank 1 * 1 * 1 m with the and brass valve 1/2-inch number 2 and the accessories to the taps Working with 30 cm legs and inner reinforcement horizontal corners of the galvanized and galvanized as directed by GOAL Engineer","PCs"]
[70,"Plumbing and sanitation and water supply  works أعمال التغذية والصرف الصحي ","2000 L galvanized steel water tank","خزان مياه توتياء (غير قابل للصدأ) سعة 2000 لتر","تقديم وتركيب خزان مياه توتياء (غير قابل للصدأ)  سماكة لاتقل 1.4 مم  نوع زهر وبحجم 2000 لتر مع فتحة وقفل سقف 50 *50 سم وابعاد الخزان 1*1*1 م  مع الفواشة وصمام نحاسي 1/2 انش عدد   2والاكسسوارات اللازمة  وكل مايلزم لتنفيذ العمل مع ارجل 30 سم وتدعيم داخلي افقي بزوايا توتياء مزيبق وحسب توجيهات مهندس غول","supply and install a tank of thickness 1.4 mm type of galvanized and size of 2000 liters with lockable  a top opening 50 * 50 cm and the dimensions of the tank 1 * 1 * 1 m with the and brass valve 1/2-inch number 2 and the accessories to the taps Working with 30 cm legs and inner reinforcement horizontal corners of the galvanized and galvanized as directed by GOAL Engineer","PCs"]
[71,"Plumbing and sanitation and water supply  works أعمال التغذية والصرف الصحي ","Toilet Declogging","تسليك مرحاض"," (تسليك )للمراحيض ونظام الصرف الصحي يجب تنظيف المراحيض وإفراغها جيدًا حتى يتم تصريف المياه جيدًا. \n • يجب أن يتم ذلك عن طريق ضخ المياه وطرق الينابيع أو ميكانيكيا إذا لزم الأمر\n• تعتبر جميع المجاري والصرف الصحي داخل منزل واحد أو مجموعة دورات مياه وحدة واحدة.","Mechanical Declogging of toilet drains and the sewage system the toilets must be cleaned and emptied well until the water is well discharged.\n• It must be done by pumping water and spring methods or drilling if necessary,\n• All drainages and sewers inside one house or one toilets block are considered one unit.","Lumpsum"]

{"sheet":"Markets rehabilitation","index":6,"n_rows":57,"n_cols":13,"rows_kept":57,"hidden":true,"merged":[[0,0,1,6],[0,11,1,11],[0,12,1,12],[1,7,2,7],[1,8,2,8],[1,9,2,9],[1,10,2,10],[2,0,2,6],[42,0,44,0],[42,1,44,1],[42,2,44,2],[42,5,44,5],[42,6,44,6],[42,7,44,7],[42,8,44,8],[42,9,44,9],[42,10,44,10]]}
["Bill of Quantity for Shelter repair Markets",{"$nulls":6},"First shop\n Dimension 2.5*5 M","Second shop\n Dimension 3*4 M","Third shop \nDimension 3.5*4 M","Fourth shop \nDimension 2.5*3 M","Averge Cost",{"$f":"AVERAGE(H2:K3)","v":{"v":849.875,"d":"$849.88"}}]
[{"$nulls":7},{"$f":"SUMPRODUCT(G5:G57,H5:H57)","v":{"v":787,"d":"$787.00"}},{"$f":"SUMPRODUCT(G5:G57,I5:I57)","v":{"v":840.5,"d":"$840.50"}},{"$f":"SUMPRODUCT(G5:G57,J5:J57)","v":{"v":943,"d":"$943.00"}},{"$f":"SUMPRODUCT(G5:G57,K5:K57)","v":{"v":829,"d":"$829.00"}}]
["Master BoQ with estimated unit price"]
["#","Item (En)","Item (Ar)","description","الوصف","Unit","Unit Price (USD)","Estimated required quantity","Estimated required quantity ","Estimated required quantity ","Estimated required quantity "]
[1,"Pulling down cracked walls and relocating the rubbles","هدم الجدران المتصدعة وترحيل البقايا","Excavation (rock) down to the level of columns and walls' foundation, or for pipes trenches and septic tanks, excavation remnants must be moved to the nearest approved dumping site. according to the GOAL Engineer directions. The price of the excavation includes all the required works to ensure safety of workers and beneficiaries.","هدم الجدران التالفة والمتشققة ، يتم العمل يدوياً أو باستخدام الآلات المتاحة والمناسبة لكل موقع. يجب نقل الأنقاض إلى المكبات المعتمدة حتى لا تسبب أي ضرر لأي شخص أو بأرض زراعية. يشمل العمل هدم العناصر الإنشائية والكتل الخرسانية والجدران الحجرية , و البيتون المغموس والنوافذ والأبواب ..) وأجزاء أخرى يحددها مهندس GOAL (يدويًا أو باستخدام كمبريسه) مع مراعاة شروط السلامة والأمن.","m³ ",5,2,2,2,2]
[2,"Excavation works for column base","أعمال الحفر لقواعد الاعمدة  ","Excavation works for any type of soil  for Column bases with dimensions of 50 * 50 cm and a depth of 50 cm on the specified dimesions in the attached drawings with leveling and compacting and transferring the un suitable soil out of the site to the nearest landfil based on based on the engineers' instructions","حفريات لأي نوع من التربة لزوم قواعد الاعمدة  بأبعاد 50*50 سم وعمق 50 سم  بناءً على الأبعاد المحددة في الرسومات المرفقة مع التسوية والرص ونقل التربة غير المناسبة خارج الموقع إلى أقرب مكب نفايات بناءً على إرشادات المهندسين.","m3",8,0.25,0.25,0.25,0.25]
[3,"concrete layer 150 kg/m3 (thickness 10 cm )  ","( بيتون نظافة عيار 150 كغ/م3 (سماكة 10 سم","Excavation (different soil types) down to the level of columns and walls' foundation, or for pipes trenches and septic tanks, excavation remnants must be moved to the nearest approved dumpsite. according to the GOAL Engineer directions. The price of the excavation includes all the required works to ensure safety of workers and beneficiaries.","تجهيز وصب بيتون بالقالب عيار 150 كغ/م3 لتغطية الشقوق او تغطية لارضيات مع صقل طبقة بسماكة  10 سم مع الرش بالماء مع كافة أعمال بالشكل المطلوب حسب توجيهات مهندس غول","m³ ",45,0]
[4,"Cyclopean Concrete for Column Bases 250 kg/m3","بيتون مغموس لقواعد الاعمدة","Providing and pouring cyclopean concrete of 250 kg/m³ cement For column bases for awnings with planting metal rods for the column inside the base and metal plate  caliber to construct elements, with spraying with water, with all the needed form works according to the instructions of GOAL Engineer. ","تجهيز وصب بيتون مغموس عيار الاسمنت 250كغ /م3 لقواعد الاعمدة للمظلات مع زرع تشاريك للعمود ضمن القاعدة وصفيحة معدنية  مع الرش بالماء مع كافة الأعمال بالشكل المطلوب حسب توجيهات مهندس غول","m³ ",60,0.25,0.25,0.25,0.25]
[5,"Reinforced  concrete 350 kg / m3   ","بيتون مسلح عيار 350 كغ / م3","Preparing and pouring reinforced concrete with a mold of 350 kg cement/m3 to repair and fill the structural elements, with smoothing and spraying water, along with all the work in the required manner, according to the instructions of Engineer Ghoul.","تجهيز وصب بيتون مسلح بالقالب عيار 350كغ اسمنت/م3 لاصلاح وتعبئة العناصر الانشائية مع التنعيم و رش الماء مع كافة الأعمال بالشكل المطلوب حسب توجيهات مهندس غول","m³ ",130,0,null,null,1]
[6,"20 cm concrete block wall","بلوك 20 سم ","Supply and install hollow bricks (40*20*20 cm) with 100kg/m³ density for completing internal and external walls and filling open holes. Half-bond the installation should carried out with all needed cement sand mortar (1:3) mix 13 mm between the constructed rows, water spraying, and all related finishing works according to the instruction of the GOAL Engineer. ","توريد وتركيب جدار من البلوك النصف مليئ (40*20*20) سم بكثافة 100كغ/م3 لتكميل و انشاء الجدران الداخلية والخارجية وسد الفتحات رباط مستمر يجب ان يتم التركيب فوق فرشه بيتون مع كل ما يلزم من مونه اسمنتيه 1:3 خلط بارتفاع 13 مم بين الصفوف المنشأة ورش المياه وجميع أعمال التشطيب ذات الصلة وفقا لتعليمات مهندس غول ","m2 ",5,0,0,0,0]
[7,"15 cm concrete block wall","بلوك 15 سم ","Supply and install hollow bricks (40*20*15 cm) with 100kg/m³ density for completing internal and external walls and filling open holes. Half-bond the installation should carried out with all needed cement sand mortar (1:3) mix 13 mm between the constructed rows, water spraying, and all related finishing works according to the instruction of the GOAL Engineer.","توريد وتركيب جدار من البلوك النصف مليئ (40*20*15) سم بكثافة 100كغ/م3 لتكميل و انشاء الجدران الداخلية والخارجية وسد الفتحات رباط مستمر يجب ان يتم التركيب فوق فرشه بيتون مع كل ما يلزم من مونه اسمنتيه 1:3 خلط بارتفاع 13 مم بين الصفوف المنشأة ورش المياه وجميع أعمال التشطيب ذات الصلة وفقا لتعليمات مهندس غول ","m2 ",4,1,0.5,0.75,0.5]
[8,"10 cm concrete block wall","بلوك 10 سم","Supply and install hollow bricks (40*20*10 cm) with 100kg/m³ density for completing internal and external walls and filling open holes. Half-bond the installation should carried out with all needed cement sand mortar (1:3) mix 13 mm between the constructed rows, water spraying, and all related finishing works according to the instruction of the GOAL Engineer.","توريد وتركيب جدار من البلوك النصف مليئ (40*20*10) سم بكثافة 100كغ/م3 لتكميل و انشاء الجدران الداخلية والخارجية وسد الفتحات رباط مستمر يجب ان يتم التركيب فوق فرشه بيتون مع كل ما يلزم من مونه اسمنتيه 1:3 خلط بارتفاع 13 مم بين الصفوف المنشأة ورش المياه وجميع أعمال التشطيب ذات الصلة وفقا لتعليمات مهندس غول","m2 ",3.5,1,1,1,1]
[9,"Cement plastering","زريقة اسمنتية","Cement plastering (max thickness 25 mm) in two coats (base,coarse, soft) with using cement caliber is 350 kg/m³ coarse aggregate in the first layer and fine in the second with spraying with water, finish surface should be ready for painting according to the instructions of GOAL Engineer. ","زريقة  اسمنتيه (أقصى سمك 25 مم )ثلاث طبقات (مسمار -خشن  -ناعم) باستخدام اسمنت عيار 350كغ/م3 و نحاته خشنه للوجه الأول و ناعمه للوجه الثاني مع الرش بالماء يجب ان يكون السطح النهائي جاهزا للدهان حسب توجيهات مهندس غول","m2 ",2,11,8,14,9]
[10,"Tyrolean wall coating","رشة  تيرولية","Applying Tyrolean wall coating with white and Portland cement 400kg/m³, the spraying must be done by a spraying machine, so that the plaster must be leveled and equal in its thickness with no less than two faces, including the removal of damaged plaster underneath the Tyrolean coating according to the instructions of GOAL Engineer.","رشة تيرولية بدون زريقة مع مادة ملونة للوجه الخارجي للجدران  اسمنت ابيض ناعم و ماء و اسمنت البورتلاندي الابيض400كغ/م3 ويجب ان يتم الرش بواسطة آلة الرش بحيث تكون مستويه و متساويه في سماكة لاتقل عن وجهين مع ازالة الزريقة المتضررة قبل التطبيق و الرش بالماء وفقا لتعليمات مهندس غول","m2 ",2,0,null,0,0]
[11,"Insulation - acrylic based material","عزل اكرليكي","Supply and install insulation material Rubber Acrylic for roofs and walls foundations’ insulation material is the rubber acrylic First class quality. The surface must be cleaned completely by a water pump and a metal brush, then it will rubbed-in with the material until satiation. The isolation material must be laid by paint brushes and squeegees to ensure full coverage of the area, especially the edges and with sufficient thickness.","توريد وتركيب مادة عازلة اكريليك مطاط للاسقف وأساسات الجدران . مادة العزل هي مادة اكريليك مطاطية من الدرجة الأولى . يجب تنظيف السطح بالكامل بمضخة مياه وفرشاة معدنية ثم يتم فركه بالمادة حتى التشبع يجب وضع مادة العزل بواسطة فراشي و قشاطه لضمان التغطية الكاملة للمنطقة خاصة الحواف وبسماكة كافية","m2 ",1.5,12,0,0,0]
[12,"Ceramic flooring","سيراميك ارضيات","Providing and installation of ceramics floors with skirting and all necessary to complete the work","تقديم وتركيب سيراميك ارضيات  شامل الروبه و كل ما يلزم لاتمام الأعمال","m2 ",8,8,0,12,7]
[13,"Ceramic for walls","سيراميك جدران","Providing and installation of ceramics floors with skirting and all necessary to complete the work","تقديم وتركيب سيراميك جدران  شامل الروبه و كل ما يلزم لاتمام الأعمال","m2 ",8,0,0,2]
[14,"marble on the low edges","وزرة سيراميك","Provide and install marble on the low edges of the walls\nIt is made of ceramic and installed on the edges with cement mortar caliber 350 kg / m3 and the voids are filled with white cement with the appropriate color"," تقديم و تركيب نعلة  على حواف الجدران السفلية تكون من السيراميك وتركب على الحواف بمونة اسمنتية عيار 350كغ/م3 ويعبأ الفراغات بين الوزرات باسمنت ابيض مع اللون المناسب","m.l",1.5,11,12,14,7]
[15,"Stone tile flooring","بلاط ارضيات","Install crushed stone tiles for all damaged floors in facilities with Providing required layers of sand and mortar below it and grout.","تركيب البلاط لجميع الارضيات ل بلاط الموزاييك المتضرره بالمنشآت مع توفير طبقات الرمل والمونة المطلوبة تحتها (البلاط مجلي)  و الروبه.","m2 ",7,0,11]
[16,"pavement tiles ","بلاط أرصفة ( طرطوار )","Install crushed stone tiles for all damaged floors in pavement with Providing required layers of sand and mortar below it and grout.","تركيب البلاط لجميع الارضيات ل بلاط الطرطوار المتضرره بالمنشآت مع توفير طبقات الرمل والمونة المطلوبة تحتها (البلاط مجلي)  و الروبه.","m2 ",6,4]
[17,"Interlock title","بلاط انترلوك(ارصفة)","Providing and installing interlock tiles of ordinary cement and prismatic shape with fine ends with a height of 6 cm as required in all dimensions, colors and drawings ","تقديم وتركيب بلاط انترلوك من الاسمنت العادي والشكل الموشوري ذو أطراف دقيقة بارتفاع  6 سم حسب المطلوب بكل الابعاد والالوان والرسومات ","m2 ",6,0,4.5,7,3.5]
[18,"Platform stones","رديف ارصفة","It must be of hard stone with dimensions of \n20*40*15 per piece","أن يكون من الحجر الرديف الصناعي القاسي او من الانترلوك بأبعاد 20*40*15 سم  \nللقطعة الواحدة ","m.l",5,3,3.5,4,3]
[19,"Oil-based paint","دهان زياتي","Oil-based paint for walls, this includes prep work for the wall (Remove the damaged old paint by brush, sanding and applying putty) then two coats of paint. When calculating the quantity of the paints, all the walls and surfaces are calculated excluding openings and counting any additions of edges and others.    ","دهان حوائط زيتي ويشمل ذلك الأعمال التمهيدية للجدار (إزالة الطلاء القديم بالفرشاة الحف و المعجنه) ثم طبقتين من الدهانات عند حساب كمية الدهانات يتم حساب جميع الجدران والاسطح مخصوم منها  كافة الفتحات  مع احتساب أي إضافات للحواف وغيرها","m2 ",1.5,35,33,40,27]
[20,"Emulsion paint","دهان مائي (طرش)","Emulsion paint for walls, this includes prep work for the wall (Remove the damaged old paint by brush, sanding and applying putty) then two coats of paint. When calculating the quantity of the paints, all the walls and surfaces are calculated excluding openings and counting any additions of edges and others.    ","دهان طرش للجدران  ويشمل ذلك الأعمدة التحضيرية  للجدار (إزالة الطلاء القديم التالف بالفرشاة  الحف و المعجنه ) ثم طبقتين من الدهانات عند حساب كمية الدهانات يتم حساب جميع الجدران والاسطح مخصوم منها  كافة الفتحات  مع احتساب أي إضافات للحواف وغيرها","m2 ",1,10,12,14,8]
[21,"Wooden windows","نوافذ خشبية","Provide and install a pine wooden casement window with 2 hinges for each side, 5 mm glazing, frame, lock and handles, and all other accessories, finished with under coat and two coats of paints) this includes filling the spaces between the wall and the door frame using mortar, spraying foam, silicon. ","توفير وتركيب شباك خشب مع مفصلتين وقفل وبلور 5 مم ومسكة   ودهان  وجهين مع الاساس ويشمل ذلك ملء الفراغات بين الجدار واطار الباب باستخدام المونة أو رش الرغوة أو السيلكون ","m2 ",50,0]
[22,"Pinewood door","ابواب خشب","Install a pine wood class 3 door internal and or external use, complete with (frame, casing, side jambs, lock, handle,3 hinges) and all other accessories, finished with under coat and two coats of paints) this includes filling the spaces between the wall and the door frame using mortar, spraying foam, silicon. ","تقديم  وتركيب باب من خشب  (سويد) فئة 3 للاستخدام الداخلي و الخارجي مع استكمال (الكشف  الغلاف الدعائم الجانبية القفل المقبض المفصلات 3) وجميع الملحقات الأخرى طبقة اساس  وطبقتين من الدهانات ويشمل ذلك ملء الفراغات بين الجدار واطار الباب باستخدام المونه  أو رش الرغوة أو السيلكون","m2 ",70,0]
[23,"concrete chimney","مدخنة ","Providing and installing a 4 inch diameter concrete chimney","تقديم وتركيب مدخنة بيتونية قطر 4 انش ","m.l",2,0]
[24," iron for Doors and windows "," منجور معدني للأبواب و النوافذ ","Install external  steel gate for building ","تركيب بوابة حديد خارجية للبناء","Kg",1.5,100,105,110,95]
[25,"Sliding door","باب سحاب (حديد مزيبق)","Providing and installing The Sliding door is maded of good  iron shall make a thickness of not less than 0.5 mm\nMeasurement of galaxies 7 * 2.5 cm thickness of 2.5 mm with paint with two faces Foundation paint  and the face of the black color of the good kind"," تقديم ونركيب باب سحاب من الصاج المزيبق الجيد سماكة لا تقل عن 0.5 مم\nقياس المجاري 7*2.5 سم سماكة 2.5 مم مع الدهان بوجهين زيرقون و وجه دهان زياتي أسود من النوع الجيد","m2 ",15,10,13,12.5,9]
[26,"wrought iron using CNC machine","حديد مشغول على ماكينة cnc"," wrought iron using CNC machine (drawing and engraving) with a thickness of no less than 2mm, for the purpose of beautifying  the columns supporting the shadesThis includes manufacturing, installation, transportation, \nassembly, welding, and painting","تقديم وتركيب حديد مشغول على ماكينة cnc(مرسم \nومفرغ) بسماكة لا تقل عن 2ملم \nلزوم تجميل الاعمدة الحاملة للمظلات مع التصنيع والتركيب والنقل والدهان\n","Kg",2.5,25,25,25,25]
[27," PVC roofing plastic panels \n","ألواح بلاستيكية قرميدية pvc","Supply and installation of PVC roofing plastic panels \nwith a thickness not less than 2.8 mm to cover \nsidewalk canopies according to the dimensions","تقديم وتركيب ألواح بلاستيكية قرميدية pvc لا تقل سماكته عن 2.8مم لزوم تغطية مظلات المحلات  على الارصفة ووفق الابعاد المناسبة للمحل التجاري","m2 ",10,4.5,5,7.5,3.5]
[28,"Aluminum door","ابواب المنيوم","Supply and install painted aluminum door width 6 cm with frame, side jambs, lock, handle with the installation PVC infill panels and middle bars this includes filling the spaces between the wall and the door frame using mortar, spraying foam, silicon. ","توريد وتركيب باب الالمنيوم  مع اطار بعرض 6 مم و   وعواميد جانبية وقفل ومقبض مع الواح حشو pvcوالقضبان الوسطى ويشمل ذلك ملء الفراغات بين الجدار واطار الباب باستخدام  الفوم أو السيلكون ","Kg",65,0]
[29,"Porcelain washbasin","مغسلة","Supply and install of porcelain washbasin with a column Turkey (OMEGA) brand, with dimension (55x43) cm and with accessories and fixing on wall with adding white or transparent silicon to close the gaps between the sink and its surrounding according to the field and the instructions of GOAL Engineer. ","توريد وتركيب مغسلة  بورسلان بعمود ماركة تركيا (OMEGA) او ما يعادلها  بأبعاد (55x43) سم مع الإكسسوارات والتثبيت على الحائط مع إضافة سيليكون أبيض أو شفاف لسد الفجوات بين الحوض ومحيطه حسب توجيهات مهندس غول.","PCs",30,0]
[30,"marble sink"," مجلى رخام","Providing and installing a marble sink with dimensions of 55*150cm with all necessary connections and hardware  ","تركيب مجلى رخام بأبعاد55*150 سم مع وقافيات حجر مع جميع التوصيلات والأجهزة اللازمة بحوضين و فتحه حنفيه واحده مع جميع التوصيلات والأجهزة اللازمة","PCs",50,0]
[31,"steel security bars","شبك حماية معدني","Install window's steel security bars, with all necessary to complete the work ","تركيب شبك حماية لنافذة حديدية مع التبيتث وكل ما يلزم لاتمام العمل","KG",1.5,0]
[32,"Toilet squatting pan","حجر تواليت","Provide and install a toilet seat, works include all accessories needed (Elbow and pipes), fixation with mortar (sand and cement)","توريد وتركيب تواليت   ، وتشمل الأعمال جميع الملحقات اللازمة (الكوع والمواسير) والتثبيت بالمونة (الرمل والاسمنت)","PCs",15,0]
[33,"water tap","حنفية","Install a copper core water tap, with all necessary to complete the work "," تركيب حنفية  مياه نحاس مع كل ما يلزم لإكمال العمل","PCs",5,0]
[34,"0.75\" PPR pipes","قساطل تمديد مياه 0.75\"","Provide and install PPR pipes for drinking water system 0.75 inch \"M\" Pipes used for this system must be (PPR), thickness not less than 3.5mm, pressure 10 bar All accessories of metal joint, ends and connections, with fixing the pipes using cement and trench digging","توفير وتركيب مواسير PPR لنظام مياه الشرب 0.75 انش  مواسير \"M\" المستخدمة لهذا النظام يجب أن تكون (PPR) ، بسمك لا يقل عن 3.5 مم ، ضغط 10 بار.  جميع ملحقات الوصلات والنهايات والوصلات المعدنية مع تثبيت المواسير بالاسمنت والحفر","m.l",3,0]
[35,"1\" PPR pipes","قساطل تمديد مياه 1\"","Provide and install PPR pipes for drinking water system 1 inch \"M\" Pipes used for this system must be (PPR), thickness not less than 3.5mm, pressure 10 bar All accessories of metal joint, ends and connections, with fixing the pipes using cement and trench digging","توفير وتركيب مواسير PPR لنظام مياه الشرب 1 انش  مواسير \"M\" المستخدمة لهذا النظام يجب أن تكون (PPR) ، بسمك لا يقل عن 3.5 مم ، ضغط 10 بار.  جميع ملحقات الوصلات والنهايات والوصلات المعدنية مع تثبيت المواسير بالاسمنت والحفر","m.l",3.5,0]
[36,"2000 L galvanized steel water tank","خزان 2000لتر","Provide and install a tank of thickness 1.5 mm type of galvanized and size of 2000 liters with a hole and a roof lock 50 * 50 cm and the dimensions of the tank 2 * 1 * 1 m with the and brass valve 1/2-inch number3 and the accessories to the taps Working with 30 cm legs and inner reinforcement horizontal corners of the galvanized and galvanized as directed by GOAL Engineer","تقديم وتركيب خزان توتياء سماكة 1.5 مم  نوع زهر وبحجم 2000 لتر مع فتحة وقفل سقف 50 *50 سم وابعاد الخزان 1*1*2 م  مع الفواشة وصمام نحاسي 1/2 انش عدد 3 والاكسسوارات اللازمة  وكل مايلزم لتنفيذ العمل مع ارجل 30 سم وتدعيم داخلي افقي بزوايا توتياء مزيبق وحسب توجيهات مهندس غول","PCs",120,0]
[37,"water flushs (S type) with Drainages","كوع S مع بلاليع","Provision and installation of water flushs (S type) with Drainages","تقديم و تركيب سيفونات (أكواع S) مع المصارف (البلاليع)","PCs",5,1,1,1,1]
[38,"4\" PVC pipes","قساطل صرف صحي 4\"","Supply and install of PVC pipes, 4 inches diameter weight of with compatible accessories with digging and backfilling according to the instructions of GOAL Engineer.","توريد وتركيب انابيب PVC  انشات مع اكسسوارات قطر 4 انش مع الحفر و الردم وفقا لتوجيهات مهندس غول.","m.l",3.5,5,5,5,5]
[39,"Toilet Declogging","تسليك تواليت ","Mechanical Declogging of toilet drains and the sewage system the toilets must be cleaned and emptied well until the water is well discharged.","(تسليك )للمراحيض ونظام الصرف الصحي يجب تنظيف المراحيض وإفراغها جيدًا حتى يتم تصريف المياه جيدًا.","Lumpsum",20,1,1,1,1]
[{"$nulls":3},"• It must be done by pumping water and spring methods or drilling if necessary,"," • يجب أن يتم ذلك عن طريق ضخ المياه وطرق الينابيع أو ميكانيكيا إذا لزم الأمر"]
[{"$nulls":3},"• All drainages and sewers inside one house or one toilets block are considered one unit.","• تعتبر جميع المجاري والصرف الصحي داخل المبنى واحد أو مجموعة دورات مياه وحدة واحدة."]
[40,"Light point","نقطة ضوئية","supply and installation of electrical lighting point, including installation of a single and braided regular cable with a thickness of (1.5 -2.5mm) made of copper with the necessary items such as: duct tape for concealed extension, plastic channel before plastering, distribution boxes if needed, chassis, cover, switch,  bulb for  rooms, ","توريد وتركيب نقطة إنارة كهربائية. بما في ذلك تركيب كابل عادي منفرد ومجدول بسمك (1.5 مم -2.5مم) مصنوع من النحاس مع العناصر الضرورية مثل: شريط لاصق للتمديد المخفي ، قناة بلاستيكية قبل الزريقة ، صناديق توزيع إذا لزم الأمر ، شاسيه ، غطاء ، مفتاح ،  لمبة  للغرف والمنافع .","PCs",8,5,5,5,5]
[41,"Provision and installation of switch board (8 switchs)","تقديم وتركيب لوحة كهرباء فرعية (8 قاطع) ","Provision and installation of switch board (8 switchs)\nA main breaker suitable for carrying the current is installed on it, from which the automatic breaker branches with the required force ","تقديم وتركيب لوحة كهرباء فرعية (8 قاطع) \nيركب عليها قاطع رئيسي مناسب لتحمل التيار يتفرع منه قواطع الية بالقوة المطلوبة ","PCs",30,0]
[42,"PV panel 250 Watt","لوح طاقة شمسية 250 واط","Provide and install solar panels 250W,24V polycrystalline class origin of photovoltaic with all needed","توريد وتركيب الألواح الشمسية 250 وات فئة 24 فولت متعدد البلورات من الخلايا الكهروضوئية مع كل ما يلزم","PCs",75,0]
[43,"copper cable 10mm","كبل نحاسي 10 مم","Supply and installation of 10mm copper cable","توفير و تركيب كبل نحاسي 10 مم.","m.l",1,0]
[44,"Gel Battery","بطارية جيل","Provide and install rapped dry battery GEL, deep cycle with capacity 210 A, 12V with all needed ","توفير وتركيب بطارية سيارة  210 امبير جل ، دورة عميقة  ،ونظام  12 فولط مع كل ما يلزم وسيلة حماية للبطارية ","PCs",120,0]
[45,"Inverter","انفرتر","Provide and install inverter 3000 watt . 24 volt","توفير وتركيب انفرتر 3000 , 24 فولط مع كل ما يلزم","PCs",300,0]
[46,"installing stone"," حجرنحيت اصفر","Providing and installing stone(thickness 3cm - width 30cm) for the staircase with all needed","تقديم وتركيب حجراصفرسماكة 3سم - عرض30سم للدرج مع كل ما يلزم","m²",4,1,1,1,1]
[47,"Toilet seat","تواليت افرنجي","Provide and install a toilet seat, works include all accessories needed (Elbow and pipes), fixation with mortar (sand and cement)","توريد وتركيب تواليت افرنجي  ، وتشمل الأعمال جميع الملحقات اللازمة (الكوع والمواسير) والتثبيت بالمونة (الرمل والاسمنت)","PCs",60,0]
[48,"steel pipes 4 inch ","قساطل حديدية للنوازل المطرية قطر 4 ","Providing and installing steel pipes 4 inch  with all necessary"," تقديم وتركيب قساطل حديدية للنوازل المطرية قطر 4 إنش مع الاكواع والتثبيت بالجدران ","m.l",10,0]
[49,"glass","زجاج","\tThe works includes installing the glass for the doors and for the windows with fixing in place and all needed","\tأعمال تركيب زجاج للنوافذ والأبواب نوع أول مع التثبيت وكل ما يلزم.","m²",6,5,5.5,6,6]
[50,"Provision and Installation of  stone ","تقديم وتركيب حجر ","\tThe stone must be of a very rough and hard quality and the same type current stone \n  The stone must be free of veins or dust","\t أن يكون الحجر من نوع قاسي جداً مماثل للحجر المركب سابقا.\n\tأن يكون الحجر خالي من العروق او الأتربة","m²",7,0.5,0.5,0,0]
[51,"Cleaning and polishing of storefront stone","تنظيف وتلميع حجر واجهة المحلات","Cleaning the stone for the storefront with the necessary polishing and rubbing between the stones in proportion to and using quilting,until burnishing ","تنظيف الحجر لواجهة المحلات مع التلميع والروبة اللازمة بين الاحجار بمايتناسب وباستخدام ادوات الحف والتلميع والتنكيل ","m²",1,3,3,0,0]

{"sheet":"Schools rehabilitation","index":7,"n_rows":49,"n_cols":11,"rows_kept":49,"hidden":true,"merged":[[0,0,1,6],[1,7,2,7],[1,8,2,8],[2,0,2,6],[36,0,38,0],[36,1,38,1],[36,2,38,2],[36,5,38,5],[36,6,38,6],[36,7,38,7],[36,8,38,8]]}
["Bill of Quantity for Shelter repair schools",{"$nulls":6},"Walid Balane","Abdulkader Mahlol","total cost",{"$f":"I2+H2","v":{"v":125000,"d":"$125,000.00"}}]
[{"$nulls":7},{"$f":"SUMPRODUCT(G5:G49,H5:H49)","v":{"v":61900,"d":"$61,900.00"}},{"$f":"SUMPRODUCT(G5:G49,I5:I49)","v":{"v":63100,"d":"$63,100.00"}}]
["Master BoQ with estimated unit price"]
["#","Item",null,"description","الوصف","Unit","Unit Price (USD)","Estimated required quantity","Estimated required quantity "]
[1,"Pulling down cracked walls and relocating the rubbles","هدم الجدران المتصدعة وترحيل البقايا","Excavation (rock) down to the level of columns and walls' foundation, or for pipes trenches and septic tanks, excavation remnants must be moved to the nearest approved dumping site. according to the GOAL Engineer directions. The price of the excavation includes all the required works to ensure safety of workers and beneficiaries.","هدم الجدران التالفة والمتشققة ، يتم العمل يدوياً أو باستخدام الآلات المتاحة والمناسبة لكل موقع. يجب نقل الأنقاض إلى المكبات المعتمدة حتى لا تسبب أي ضرر لأي شخص أو بأرض زراعية. يشمل العمل هدم العناصر الإنشائية والكتل الخرسانية والجدران الحجرية , و البيتون المغموس والنوافذ والأبواب ..) وأجزاء أخرى يحددها مهندس GOAL (يدويًا أو باستخدام كمبريسه) مع مراعاة شروط السلامة والأمن.","m³ ",5,28,25]
[2,"concrete layer 150 kg/m3 (thickness 10 cm )  ","( بيتون نظافة عيار 150 كغ/م3 (سماكة 10 سم","Excavation (different soil types) down to the level of columns and walls' foundation, or for pipes trenches and septic tanks, excavation remnants must be moved to the nearest approved dumpsite. according to the GOAL Engineer directions. The price of the excavation includes all the required works to ensure safety of workers and beneficiaries.","تجهيز وصب بيتون بالقالب عيار 150 كغ/م3 لتغطية الشقوق او تغطية لارضيات مع صقل طبقة بسماكة  10 سم مع الرش بالماء مع كافة أعمال بالشكل المطلوب حسب توجيهات مهندس غول","m³ ",45,9.5,6]
[null,"Cyclopean Concrete 250 kg/m3","بيتون مغموس","Providing and pouring cyclopean concrete of 250 kg/m³ cement caliber to construct elements, with spraying with water, with all the needed form works according to the instructions of GOAL Engineer. ","تجهيز وصب بيتون مغموس عيار الاسمنت 250كغ /م3 لبناء عناصر مع الرش بالماء مع كافة الأعمال بالشكل المطلوب حسب توجيهات مهندس غول","m³ ",45,5,5]
[3,"Reinforced  concrete 350 kg / m3   ","بيتون مسلح عيار 350 كغ / م3","Preparing and pouring reinforced concrete with a mold of 350 kg cement/m3 to repair and fill the structural elements, with smoothing and spraying water, along with all the work in the required manner, according to the instructions of Engineer Ghoul.","تجهيز وصب بيتون مسلح بالقالب عيار 350كغ اسمنت/م3 لاصلاح وتعبئة العناصر الانشائية مع التنعيم و رش الماء مع كافة الأعمال بالشكل المطلوب حسب توجيهات مهندس غول","m³ ",130,0,3]
[4,"20 cm concrete block wall","بلوك 20 سم ","Supply and install hollow bricks (40*20*20 cm) with 100kg/m³ density for completing internal and external walls and filling open holes. Half-bond the installation should carried out with all needed cement sand mortar (1:3) mix 13 mm between the constructed rows, water spraying, and all related finishing works according to the instruction of the GOAL Engineer. ","توريد وتركيب جدار من البلوك النصف مليئ (40*20*20) سم بكثافة 100كغ/م3 لتكميل و انشاء الجدران الداخلية والخارجية وسد الفتحات رباط مستمر يجب ان يتم التركيب فوق فرشه بيتون مع كل ما يلزم من مونه اسمنتيه 1:3 خلط بارتفاع 13 مم بين الصفوف المنشأة ورش المياه وجميع أعمال التشطيب ذات الصلة وفقا لتعليمات مهندس غول ","m2 ",5,7,20]
[5,"15 cm concrete block wall","بلوك 15 سم ","Supply and install hollow bricks (40*20*15 cm) with 100kg/m³ density for completing internal and external walls and filling open holes. Half-bond the installation should carried out with all needed cement sand mortar (1:3) mix 13 mm between the constructed rows, water spraying, and all related finishing works according to the instruction of the GOAL Engineer.","توريد وتركيب جدار من البلوك النصف مليئ (40*20*15) سم بكثافة 100كغ/م3 لتكميل و انشاء الجدران الداخلية والخارجية وسد الفتحات رباط مستمر يجب ان يتم التركيب فوق فرشه بيتون مع كل ما يلزم من مونه اسمنتيه 1:3 خلط بارتفاع 13 مم بين الصفوف المنشأة ورش المياه وجميع أعمال التشطيب ذات الصلة وفقا لتعليمات مهندس غول ","m2 ",4,5,20]
[6,"10 cm concrete block wall","بلوك 10 سم","Supply and install hollow bricks (40*20*10 cm) with 100kg/m³ density for completing internal and external walls and filling open holes. Half-bond the installation should carried out with all needed cement sand mortar (1:3) mix 13 mm between the constructed rows, water spraying, and all related finishing works according to the instruction of the GOAL Engineer.","توريد وتركيب جدار من البلوك النصف مليئ (40*20*10) سم بكثافة 100كغ/م3 لتكميل و انشاء الجدران الداخلية والخارجية وسد الفتحات رباط مستمر يجب ان يتم التركيب فوق فرشه بيتون مع كل ما يلزم من مونه اسمنتيه 1:3 خلط بارتفاع 13 مم بين الصفوف المنشأة ورش المياه وجميع أعمال التشطيب ذات الصلة وفقا لتعليمات مهندس غول","m2 ",3.5,5,10]
[7,"Cement plastering","زريقة اسمنتية","Cement plastering (max thickness 25 mm) in two coats (base,coarse, soft) with using cement caliber is 250 kg/m³ coarse aggregate in the first layer and fine in the second with spraying with water, finish surface should be ready for painting according to the instructions of GOAL Engineer. ","زريقة  اسمنتيه (أقصى سمك 25 مم )ثلاث طبقات (مسمار -خشن  -ناعم) باستخدام اسمنت عيار 250كغ/م3 و نحاته خشنه للوجه الأول و ناعمه للوجه الثاني مع الرش بالماء يجب ان يكون السطح النهائي جاهزا للدهان حسب توجيهات مهندس غول","m2 ",2,50,100]
[8,"Tyrolean wall coating","رشة  تيرولية","Applying Tyrolean wall coating with white and Portland cement 400kg/m³, the spraying must be done by a spraying machine, so that the plaster must be leveled and equal in its thickness with no less than two faces, including the removal of damaged plaster underneath the Tyrolean coating according to the instructions of GOAL Engineer.","رشة تيرولية بدون زريقة مع مادة ملونة للوجه الخارجي للجدران  اسمنت ابيض ناعم و ماء و اسمنت البورتلاندي الابيض400كغ/م3 ويجب ان يتم الرش بواسطة آلة الرش بحيث تكون مستويه و متساويه في سماكة لاتقل عن وجهين مع ازالة الزريقة المتضررة قبل التطبيق و الرش بالماء وفقا لتعليمات مهندس غول","m2 ",2,1700,2000]
[9,"Insulation - acrylic based material","عزل اكرليكي","Supply and install insulation material Rubber Acrylic for roofs and walls foundations’ insulation material is the rubber acrylic First class quality. The surface must be cleaned completely by a water pump and a metal brush, then it will rubbed-in with the material until satiation. The isolation material must be laid by paint brushes and squeegees to ensure full coverage of the area, especially the edges and with sufficient thickness.","توريد وتركيب مادة عازلة اكريليك مطاط للاسقف وأساسات الجدران . مادة العزل هي مادة اكريليك مطاطية من الدرجة الأولى . يجب تنظيف السطح بالكامل بمضخة مياه وفرشاة معدنية ثم يتم فركه بالمادة حتى التشبع يجب وضع مادة العزل بواسطة فراشي و قشاطه لضمان التغطية الكاملة للمنطقة خاصة الحواف وبسماكة كافية","m2 ",1.5,200,750]
[10,"Ceramic flooring","سيراميك ارضيات","Providing and installation of ceramics floors with skirting and all necessary to complete the work","تقديم وتركيب سيراميك ارضيات  شامل الروبه و كل ما يلزم لاتمام الأعمال","m2 ",8,10,10]
[11,"Ceramic for walls","سيراميك جدران","Providing and installation of ceramics floors with skirting and all necessary to complete the work","تقديم وتركيب سيراميك جدران  شامل الروبه و كل ما يلزم لاتمام الأعمال","m2 ",8,10,10]
[12,"marble on the low edges","وزرة سيراميك","Provide and install marble on the low edges of the walls"," تقديم و تركيب نعلة  على حواف الجدران السفلية","m.l",1.5,100,300]
[13,"Stone tile flooring","بلاط ارضيات","Install crushed stone tiles for all damaged floors in facilities with Providing required layers of sand and mortar below it and grout.","تركيب البلاط لجميع الارضيات ل بلاط الموزاييك المتضرره بالمنشآت مع توفير طبقات الرمل والمونة المطلوبة تحتها (البلاط مجلي)  و الروبه.","m2 ",7,50,400]
[14,"pavement tiles ","بلاط أرصفة ( طرطوار )","Install crushed stone tiles for all damaged floors in pavement with Providing required layers of sand and mortar below it and grout.","تركيب البلاط لجميع الارضيات ل بلاط الطرطوار المتضرره بالمنشآت مع توفير طبقات الرمل والمونة المطلوبة تحتها (البلاط مجلي)  و الروبه.","m2 ",6,1150,100]
[15,"Oil-based paint","دهان زياتي","Oil-based paint for walls, this includes prep work for the wall (Remove the damaged old paint by brush, sanding and applying putty) then two coats of paint. When calculating the quantity of the paints, all the walls and surfaces are calculated excluding openings and counting any additions of edges and others.    ","دهان حوائط زيتي ويشمل ذلك الأعمال التمهيدية للجدار (إزالة الطلاء القديم بالفرشاة الحف و المعجنه) ثم طبقتين من الدهانات عند حساب كمية الدهانات يتم حساب جميع الجدران والاسطح مخصوم منها  كافة الفتحات  مع احتساب أي إضافات للحواف وغيرها","m2 ",1.5,1800,2500]
[16,"Emulsion paint","دهان مائي (طرش)","Emulsion paint for walls, this includes prep work for the wall (Remove the damaged old paint by brush, sanding and applying putty) then two coats of paint. When calculating the quantity of the paints, all the walls and surfaces are calculated excluding openings and counting any additions of edges and others.    ","دهان طرش للجدران  ويشمل ذلك الأعمدة التحضيرية  للجدار (إزالة الطلاء القديم التالف بالفرشاة  الحف و المعجنه ) ثم طبقتين من الدهانات عند حساب كمية الدهانات يتم حساب جميع الجدران والاسطح مخصوم منها  كافة الفتحات  مع احتساب أي إضافات للحواف وغيرها","m2 ",1,700,949]
[17,"Wooden windows","نوافذ خشبية","Provide and install a pine wooden casement window with 2 hinges for each side, 5 mm glazing, frame, lock and handles, and all other accessories, finished with under coat and two coats of paints) this includes filling the spaces between the wall and the door frame using mortar, spraying foam, silicon. ","توفير وتركيب شباك خشب مع مفصلتين وقفل وبلور 5 مم ومسكة   ودهان  وجهين مع الاساس ويشمل ذلك ملء الفراغات بين الجدار واطار الباب باستخدام المونة أو رش الرغوة أو السيلكون ","m2 ",50,240,280]
[18,"Pinewood door","ابواب خشب","Install a pine wood class 3 door internal and or external use, complete with (frame, casing, side jambs, lock, handle,3 hinges) and all other accessories, finished with under coat and two coats of paints) this includes filling the spaces between the wall and the door frame using mortar, spraying foam, silicon. ","تقديم  وتركيب باب من خشب  (سويد) فئة 3 للاستخدام الداخلي و الخارجي مع استكمال (الكشف  الغلاف الدعائم الجانبية القفل المقبض المفصلات 3) وجميع الملحقات الأخرى طبقة اساس  وطبقتين من الدهانات ويشمل ذلك ملء الفراغات بين الجدار واطار الباب باستخدام المونه  أو رش الرغوة أو السيلكون","m2 ",70,80,75]
[19,"concrete chimney","مدخنة ","Providing and installing a 4 inch diameter concrete chimney","تقديم وتركيب مدخنة بيتونية قطر 4 انش ","m.l",2,0,28]
[20," iron for Doors and windows "," منجور معدني للأبواب و النوافذ ","Install external  steel gate for building ","تركيب بوابة حديد خارجية للبناء","Kg",1.5,4000,3600]
[21,"Aluminum door","ابواب المنيوم","Supply and install painted aluminum door width 6 cm with frame, side jambs, lock, handle with the installation PVC infill panels and middle bars this includes filling the spaces between the wall and the door frame using mortar, spraying foam, silicon. ","توريد وتركيب باب الالمنيوم  مع اطار بعرض 6 مم و   وعواميد جانبية وقفل ومقبض مع الواح حشو pvcوالقضبان الوسطى ويشمل ذلك ملء الفراغات بين الجدار واطار الباب باستخدام  الفوم أو السيلكون ","Kg",65,210,225]
[22,"Porcelain washbasin","مغسلة","Supply and install of porcelain washbasin with a column Turkey (OMEGA) brand, with dimension (55x43) cm and with accessories and fixing on wall with adding white or transparent silicon to close the gaps between the sink and its surrounding according to the field and the instructions of GOAL Engineer. ","توريد وتركيب مغسلة  بورسلان بعمود ماركة تركيا (OMEGA) او ما يعادلها  بأبعاد (55x43) سم مع الإكسسوارات والتثبيت على الحائط مع إضافة سيليكون أبيض أو شفاف لسد الفجوات بين الحوض ومحيطه حسب توجيهات مهندس غول.","PCs",30,6,7]
[23,"marble sink"," مجلى رخام","Providing and installing a marble sink with dimensions of 55*150cm with all necessary connections and hardware  ","تركيب مجلى رخام بأبعاد55*150 سم مع وقافيات حجر مع جميع التوصيلات والأجهزة اللازمة بحوضين و فتحه حنفيه واحده مع جميع التوصيلات والأجهزة اللازمة","PCs",50,1,1]
[24,"steel security bars","شبك حماية معدني","Install window's steel security bars, with all necessary to complete the work ","تركيب شبك حماية لنافذة حديدية مع التبيتث وكل ما يلزم لاتمام العمل","KG",1.5,3200,3000]
[25,"Toilet squatting pan","حجر تواليت","Provide and install a toilet seat, works include all accessories needed (Elbow and pipes), fixation with mortar (sand and cement)","توريد وتركيب تواليت   ، وتشمل الأعمال جميع الملحقات اللازمة (الكوع والمواسير) والتثبيت بالمونة (الرمل والاسمنت)","PCs",15,2,2]
[26,"water tap","حنفية","Install a copper core water tap, with all necessary to complete the work "," تركيب حنفية  مياه نحاس مع كل ما يلزم لإكمال العمل","PCs",5,35,30]
[27,"0.75\" PPR pipes","قساطل تمديد مياه 0.75\"","Provide and install PPR pipes for drinking water system 0.75 inch \"M\" Pipes used for this system must be (PPR), thickness not less than 3.5mm, pressure 10 bar All accessories of metal joint, ends and connections, with fixing the pipes using cement and trench digging","توفير وتركيب مواسير PPR لنظام مياه الشرب 0.75 انش  مواسير \"M\" المستخدمة لهذا النظام يجب أن تكون (PPR) ، بسمك لا يقل عن 3.5 مم ، ضغط 10 بار.  جميع ملحقات الوصلات والنهايات والوصلات المعدنية مع تثبيت المواسير بالاسمنت والحفر","m.l",3,30,30]
[28,"1\" PPR pipes","قساطل تمديد مياه 1\"","Provide and install PPR pipes for drinking water system 1 inch \"M\" Pipes used for this system must be (PPR), thickness not less than 3.5mm, pressure 10 bar All accessories of metal joint, ends and connections, with fixing the pipes using cement and trench digging","توفير وتركيب مواسير PPR لنظام مياه الشرب 1 انش  مواسير \"M\" المستخدمة لهذا النظام يجب أن تكون (PPR) ، بسمك لا يقل عن 3.5 مم ، ضغط 10 بار.  جميع ملحقات الوصلات والنهايات والوصلات المعدنية مع تثبيت المواسير بالاسمنت والحفر","m.l",3.5,20,25]
[29,"2000 L galvanized steel water tank","خزان 2000لتر","Provide and install a tank of thickness 1.5 mm type of galvanized and size of 2000 liters with a hole and a roof lock 50 * 50 cm and the dimensions of the tank 2 * 1 * 1 m with the and brass valve 1/2-inch number3 and the accessories to the taps Working with 30 cm legs and inner reinforcement horizontal corners of the galvanized and galvanized as directed by GOAL Engineer","تقديم وتركيب خزان توتياء سماكة 1.5 مم  نوع زهر وبحجم 2000 لتر مع فتحة وقفل سقف 50 *50 سم وابعاد الخزان 1*1*2 م  مع الفواشة وصمام نحاسي 1/2 انش عدد 3 والاكسسوارات اللازمة  وكل مايلزم لتنفيذ العمل مع ارجل 30 سم وتدعيم داخلي افقي بزوايا توتياء مزيبق وحسب توجيهات مهندس غول","PCs",120,4,4]
[30,"water flushs (S type) with Drainages","كوع S مع بلاليع","Provision and installation of water flushs (S type) with Drainages","تقديم و تركيب سيفونات (أكواع S) مع المصارف (البلاليع)","PCs",5,5,5]
[31,"4\" PVC pipes","قساطل صرف صحي 4\"","Supply and install of PVC pipes, 4 inches diameter weight of with compatible accessories with digging and backfilling according to the instructions of GOAL Engineer.","توريد وتركيب انابيب PVC  انشات مع اكسسوارات قطر 4 انش مع الحفر و الردم وفقا لتوجيهات مهندس غول.","m.l",3.5,30,25]
[32,"Toilet Declogging","تسليك تواليت ","Mechanical Declogging of toilet drains and the sewage system the toilets must be cleaned and emptied well until the water is well discharged.","(تسليك )للمراحيض ونظام الصرف الصحي يجب تنظيف المراحيض وإفراغها جيدًا حتى يتم تصريف المياه جيدًا.","Lumpsum",20,1,1]
[{"$nulls":3},"• It must be done by pumping water and spring methods or drilling if necessary,"," • يجب أن يتم ذلك عن طريق ضخ المياه وطرق الينابيع أو ميكانيكيا إذا لزم الأمر"]
[{"$nulls":3},"• All drainages and sewers inside one house or one toilets block are considered one unit.","• تعتبر جميع المجاري والصرف الصحي داخل المبنى واحد أو مجموعة دورات مياه وحدة واحدة."]
[33,"Light point","نقطة ضوئية","supply and installation of electrical lighting point, including installation of a single and braided regular cable with a thickness of (1.5 -2.5mm) made of copper with the necessary items such as: duct tape for concealed extension, plastic channel before plastering, distribution boxes if needed, chassis, cover, switch,  bulb for  rooms, ","توريد وتركيب نقطة إنارة كهربائية. بما في ذلك تركيب كابل عادي منفرد ومجدول بسمك (1.5 مم -2.5مم) مصنوع من النحاس مع العناصر الضرورية مثل: شريط لاصق للتمديد المخفي ، قناة بلاستيكية قبل الزريقة ، صناديق توزيع إذا لزم الأمر ، شاسيه ، غطاء ، مفتاح ،  لمبة  للغرف والمنافع .","PCs",8,130,120]
[34,"Provision and installation of switch board (8 switchs)","تقديم وتركيب لوحة كهرباء فرعية (8 قاطع) ","Provision and installation of switch board (8 switchs)","تقديم وتركيب لوحة كهرباء فرعية (8 قاطع) ","PCs",30,3,3]
[35,"PV panel 250 Watt","لوح طاقة شمسية 250 واط","Provide and install solar panels 250W,24V polycrystalline class origin of photovoltaic with all needed","توريد وتركيب الألواح الشمسية 250 وات فئة 24 فولت متعدد البلورات من الخلايا الكهروضوئية مع كل ما يلزم","PCs",75,4,4]
[36,"copper cable 10mm","كبل نحاسي 10 مم","Supply and installation of 10mm copper cable","توفير و تركيب كبل نحاسي 10 مم.","m.l",1,30,30]
[37,"Gel Battery","بطارية جيل","Provide and install rapped dry battery GEL, deep cycle with capacity 210 A, 12V with all needed ","توفير وتركيب بطارية سيارة  210 امبير جل ، دورة عميقة  ،ونظام  12 فولط مع كل ما يلزم وسيلة حماية للبطارية ","PCs",120,2,2]
[38,"Inverter","انفرتر","Provide and install inverter 3000 watt . 24 volt","توفير وتركيب انفرتر 3000 , 24 فولط مع كل ما يلزم","PCs",300,1,1]
[39,"installing stone"," حجرنحيت اصفر","Providing and installing stone(thickness 3cm - width 30cm) for the staircase with all needed","تقديم وتركيب حجراصفرسماكة 3سم - عرض30سم للدرج مع كل ما يلزم","m²",4,20,30]
[40,"Toilet seat","تواليت افرنجي","Provide and install a toilet seat, works include all accessories needed (Elbow and pipes), fixation with mortar (sand and cement)","توريد وتركيب تواليت افرنجي  ، وتشمل الأعمال جميع الملحقات اللازمة (الكوع والمواسير) والتثبيت بالمونة (الرمل والاسمنت)","PCs",60,1,1]
[41,"steel pipes 4 inch ","قساطل حديدية للنوازل المطرية قطر 4 ","Providing and installing steel pipes 4 inch  with all necessary"," تقديم وتركيب قساطل حديدية للنوازل المطرية قطر 4 إنش مع الاكواع والتثبيت بالجدران ","m.l",10,66,48]
[42,"Induction Panel ","لوحة تعريفية","Identification board with the name of the school of metal weighing not less than 120 kg with planning and installation ","لوحة تعريفية باسم المدرسة من المعدن بوزن لايقل عن 120كغ  مع التخطيط  والدهان والتثبيت ","PCs",200,1,1]

{"sheet":"Consolidated BoQ","index":8,"n_rows":139,"n_cols":8,"rows_kept":139,"merged":[[0,0,0,6]]}
["Annex 2 - BOQ - Lot 1 - Rehabilitation Works"]
["#","Category","English description","Arabic description","Arabic specification","English specification","Unit","Tech"]
[1,"Concrete Works\nأعمال البيتون","Plain Concrete 250 kg/m³","بيتون عادي 250 كغ/م3","تجهيز وصب بيتون بالقالب عيار 250 كغ/م3 لتغطية الشقوق او تغطية لارضيات مع الصقل  بسماكة  (7 سم-10سم) مع الرش بالماء مع كافة الأعمال اللازمة بالشكل المطلوب حسب توجيهات مهندس غول ","providing and pouring concrete, cement caliber 250 kg/m³ to cover cracks or cover flooring, with smoothing, thickness of layer (10 cm-7cm) with spraying with water, with all the needed form works according to the directive of GOAL Engineer. ","m³ ","d"]
[2,"Concrete Works\nأعمال البيتون","Cyclopean Concrete 250 kg/m³","بيتون مغموس 250 كغ/م3","تجهيز وصب بيتون مغموس عيار الاسمنت 250كغ /م3 لبناء عناصر مع الرش بالماء مع كافة الأعمال بالشكل المطلوب حسب توجيهات مهندس غول","providing and pouring cyclopean concrete, cement caliber 250 kg/m³ to construct elements, with spraying with water, with all the needed form works according to the directive of GOAL Engineer. ","m³ ","d"]
[3,"Concrete Works\nأعمال البيتون","Plain Concrete 200 kg/m³","بيتون عادي 200 كغ/م3","تجهيز وصب بيتون بالقالب عيار 200 كغ/م3 لتغطية الشقوق او تغطية لارضيات مع الصقل  بسماكة  (7 سم-10سم) مع الرش بالماء مع كافة الأعمال اللازمة بالشكل المطلوب حسب توجيهات مهندس غول ","providing and pouring concrete, cement caliber 200 kg/m³ to cover cracks or cover flooring, with smoothing, thickness of layer (10 cm-7cm) with spraying with water, with all the needed form works according to the directive of GOAL Engineer. ","m³ ","d"]
[4,"Concrete Works\nأعمال البيتون","concrete ramp with rate 250 kg/m3","رمبة بيتونية من البيتون عادي 250 كغ/م3","تقديم وتركيب رمبة عند الاماكن التي يحددها المهندس المشرف ليتم استخدامها من قبل ذوي الاحتياجات الخاصة. \nيجب ان تكون الرمبة بعرض 110 سم وميل الرمبة لا يتجاوز 1/10 ","Providing and installing a ramp at the places specified by the supervising engineer to be used by people with special needs.\n\nThe ramp must be 110 cm wide and the slope of the ramp must not exceed 1/10","m3","d"]
[5,"Concrete Works\nأعمال البيتون","Temporary support","دعم مؤقت للاسقف","يتم بواسطة دعامات معدنية بحيث لها شرار يتم الشد حتى نصل الى المستوى المطلوب ","It is done by means of metal supports that have sparks that are tightened until we reach the required level ","m2","d"]
[6,"Concrete Works\nأعمال البيتون","supporting of a concrete column or beam","تدعيم عمود او جائز خرساني","يتم من خلال تنظيف البيون بشكل جيد وازالة كل جزء متكسر والكشف عن الحديد ويتم تنظيفه بشكل جيد ودهانه بواسطة الايبوكسي وزرع التشاريك بعمق لايقل عن 10 سم وتباعد لايزيد عن 25 سم مع استخدام بيتون مسلح 350 كغ/م3وزن حديد التسليح/90/كغ /م3","The concrete is cleaned well, every broken part is removed, the iron is detected, it is cleaned well, painted with epoxy, and the screed is planted at a depth of not less than 10 cm and a distance of not more than 25 cm with Reinforced concrete 350 kg/m³ 90kg/m3","PCs","d"]
[7,"Concrete Works\nأعمال البيتون","Reinforced concrete 350 kg/m³/70/Kg","بيتون مسلح 350 كغ/م3 وزن حديد التسليح/70/كغ /م3","تجهيز وصب بيتون مسلح بالقالب عيار 350كغ/م3 وزن حديد التسليح/70/كغ /م3 لاصلاح وتعبئة العناصر الانشائية مع التنعيم والصقل و رش الماء مع كافة الأعمال بالشكل المطلوب حسب توجيهات مهندس غول","providing and pouring reinforced concrete caliber 350 kg/m³, ,weight of rebars 70 kg/m3to repair and fill the structural elements, with smoothing and polishing, with spraying water with all the needed form works. with all the needed form works according to the directive of GOAL Engineer.","m³ ","d"]
[8,"Concrete Works\nأعمال البيتون","Reinforced concrete 350 kg/m³ 90kg/m3","بيتون مسلح 350 كغ/م3وزن حديد التسليح/90/كغ /م3","تجهيز وصب بيتون مسلح بالقالب عيار 350كغ/م3 وزن حديد التسليح/90/كغ /م3لاصلاح وتعبئة العناصر الانشائية مع التنعيم  والصقل و رش الماء مع كافة الأعمال بالشكل المطلوب حسب توجيهات مهندس غول","providing and pouring reinforced concrete caliber 350 kg/m³,weight of rebars 90 kg/m3 to repair and fill the structural elements, with smoothing, with spraying water with all the needed form works. with all the needed form works according to the directive of GOAL Engineer.","m³ ","d"]
[9,"Doors and windows works\nأعمال الأبواب و النوافذ","Wooden windows","نوافذ خشبية","توفير وتركيب شباك خشب مع مفصلتين وقفل وبلور 5 مم ومسكة   ودهان  وجهين مع الاساس ويشمل ذلك ملء الفراغات بين الجدار واطار الباب باستخدام المونة أو السيلكون ","supply and install a pine wooden casement window with 2 hinges for each side, 5 mm glazing, frame, lock and handles, and all other accessories, finished with under coat and two coats of paints) this includes filling the spaces between the wall and the door frame using mortar, silicon. ","m²","d"]
[10,"Doors and windows works\nأعمال الأبواب و النوافذ","Wood door","ابواب خشب ","تقديم تركيب باب من الخشب شامل (الكشف (الاطار) و الحاجب  و الدعائم الجانبية القفل المقبض المفصلات و الزجاج)  النصف العلوي للباب دعامات خشبيه بينها زجاج و النصف السفلي دعامات خشب بينها الواح خشبيه وجميع الملحقات الأخرى مع طلاء طبقة اساس  وطبقتين من الدهانات ويشمل ذلك ملء الفراغات بين الجدار واطار الباب باستخدام المونه أو السيلكون وفقا لتعليمات المهندس المشرف"," Install door, complete with (frame, casing, side jambs, lock, handle, hinges) the top half of the door is wooden mullions and glass, and the lower half is covered with wood panels finished with under coat and two coats of paints) this includes filling the spaces between the wall and the door frame using mortar, spraying foam, silicon. ","m²","d"]
[11,"Doors and windows works\nأعمال الأبواب و النوافذ","wooden door jamb"," كشف  باب خشبي (قالب)","استبدال كشف الباب باطار خشبي بسماكه لاتقل عن 5 سم و  بعرض  لا يقل 12 سم و يتناسب مع سماكه الجدار .مع  طبقة اساس  وطبقتين من الدهانات مع الملحقات الضرورية","Replace wooden door jambs with 5 cm thickness wood frame and at least 12 cm width to be conforming with the existing wall with under coat and two coats of paints with necessary accessories","m²","d"]
[12,"Doors and windows works\nأعمال الأبواب و النوافذ","repair of wooden door or window","اصلاح باب خشبي أو نافذة خشبية","اصلاح الباب الخشبي بما في ذلك إعادة تركيب القفل أو اغلاق فتحة تتراوح أبعادها بين 50 الي 100 سم في الطول و 20 الى 50سم في العرض مع جميع العناصر اللازمة لاكمال العمل","Repair wooden door including reinstalling lock, hinge, handle, or close an opening that ranges in dimension between 50 to 100 cm in length and 20 to 50 cm in width with all necessary items to complete the work","PCs","d"]
[13,"Doors and windows works\nأعمال الأبواب و النوافذ","Wooden partition","قاطع خشبي","تركيب فاصل خشبي  متضمن الهيكل مع كل ما يلزم لتثبيت الألواح الخشبية","Install wooden partition including frame and all required item for fixing the  wooden panels","m²","d"]
[14,"Doors and windows works\nأعمال الأبواب و النوافذ","Paint of wooden door","دهان ابواب خشبية","طلاء الباب الخشبي، بما في ذلك العتبات والإطار، ثم املأ جميع الشقوق وقم بالصنفرة، ثم قم بطلاء طبقة أساسية، ثم طبقتين من الدهان","Paint the wooden door, including jambs and casing, fill all cracks and sanding, and paint a primer coat, then 2 coats","m²","d"]
[15,"Doors and windows works\nأعمال الأبواب و النوافذ","Replacement of Wooden Jambs ","استبدال عوارض خشبية","استبدال عتبات الأبواب الخشبية بإطار من خشب الصنوبر من الدرجة الثالثة بعرض 12 سم وسمك 5  سم مع دهان طبقة  أساسية وطبقتين من الطلاء مع الملحقات اللازمة للحفاظ على الباب للاستخدام المقصود","Replace wooden door jambs with pine wood frame third class width 12 cm Thickness of 5 under coat and two coats of paints with necessary accessories to retain the door to the intended use ","ML","d"]
[16,"Doors and windows works\nأعمال الأبواب و النوافذ","Wooden door hinges","مفصلات ابواب او نوافذ","تقديم و تركيب مفصلات للابواب او  النوافذ الخشبية مع كل ما يلزم لاتمام العمل","supply and Install hinges for wooden doors, with all necessary to complete the work","PCs","d"]
[17,"Doors and windows works\nأعمال الأبواب و النوافذ","Wooden door or window handle","مسكات للابواب والنوافذ الخشبية ","استبدال المقبض  للباب او القبضة للشباك مع كل مايلزم لاتمام العمل","Replace wooden door or window  handle, with all necessary to complete the work","PCs","d"]
[18,"Doors and windows works\nأعمال الأبواب و النوافذ","Wooden door lock","قفل باب خشبي","تقديم وتركيب قفل جديد للأبواب الخشبية مع كل مايلزم  لاتمام العمل"," supply and Install a new lock for required wooden doors, with all necessary to complete the work  ","PCs","d"]
[19,"Doors and windows works\nأعمال الأبواب و النوافذ","Steel door","ابواب حديدية","تقديم وتركيب أبواب حديدية مع قفل بمقبض معدني، و كشف و اطار جانبي باستخدام زوايا حديد أو بروفيلات مناسبة حسب توجيه المهندس المشرف وبحيث لا يزيد وزن المتر المربع من الباب لايزيد عن 35 كغ ,مع قفل ومفاتيح جيدة و 3 مفصلات (16مم) مع طبقة اساس وبخ  وجهين من  الطلاء الزيتي ","Supply and installation of iron doors of varying widths with a lock and metal handle, and a side frame using iron angles or suitable profiles as directed by the supervising engineer, ensuring that the weight per square meter of the door does not exceed 35 kg, with a good lock and keys, 3 hinges (16 mm), a primer, and two coats of oil paint.","KG","d"]
[20,"Doors and windows works\nأعمال الأبواب و النوافذ","Exterior metal gate for the shop","بوابة معدنية خارجية للمحل التجاري ( جام معدني )","تركيب بوابة فولاذية خارجية للمحل التجاري  مع قفل بمقبض معدني، و كشف و اطار جانبي باستخدام زوايا حديد أو بروفيلات مناسبة حسب توجيه المهندس المشرف وبحيث ,مع قفل ومفاتيح جيدة و 3 مفصلات (16مم) مع طبقة اساس وبخ  وجهين من  الطلاء الزيتي ","Supply and installationInstallation of an external steel gate for the commercial shop with a lock and metal handle, and a side frame using iron angles or suitable profiles as directed by the supervising engineer, along with a good lock and keys, and 3 hinges (16mm) with a primer and two coats of oil paint.","kg","d"]
[21,"Doors and windows works\nأعمال الأبواب و النوافذ","Steel window","نوافذ حديدية","تقديم وتركيب نوافذ حديدية بعرض يتراوح مع قفل بمقبض معدني، و كشف و اطار جانبي باستخدام زوايا حديد أو بروفيلات مناسبة حسب توجيه المهندس المشرف وبحيث لا يزيد وزن المتر المربع من النافذة لايزيد عن 20 كغ ,مع قفل ومفاتيح جيدة و 2 مفصلات (16مم) مع طبقة اساس وبخ  وجهين من  الطلاء الزيتي ","Supply and installation of iron windows of varying widths with a lock and metal handle, and a side frame using iron angles or suitable profiles as directed by the supervising engineer, ensuring that the weight per square meter of the window does not exceed 20 kg, with a good lock and keys, 2 hinges (16 mm), a primer, and two coats of oil paint.","KG","d"]
[22,"Doors and windows works\nأعمال الأبواب و النوافذ","Repair steel door or window","اصلاح باب او نافذه حديديه","اصلاح الباب او النافذة الحديدية بما في ذلك غلق الفتحات وإعادة تثبيت القفل أو المفصلة أو المقبض أو اغلاق الفتحة  بالواح الحديد سماكة  لاتقل عن 1.4 مم واضافة قضيب حديد مسطح مع اللحام على الأبواب القديمة بأبعاد مختلفة مع جميع العناصر اللازمة لاكمال العمل","Repair steel door or window including closing holes and reinstalling lock, hinge, handle, or close an opening with galvanized steel sheet thickness 1.4 mm and adding flat iron bar with welding on old doors with different dimension with all necessary items to complete the work","PCs","d"]
[23,"Doors and windows works\nأعمال الأبواب و النوافذ","Painting a Metal Door ","دهان باب معدني","طلاء الباب الفولاذي والإطار، وصنفرته، ورشه بطبقة واحدة من الطلاء الأساسي وطبقتين من الطلاء الزيتي","Paint steel door and frame, sanded, spray painted with 1 layer of prime coat and 2  coats of oil-based paint","PCs","d"]
[24,"Doors and windows works\nأعمال الأبواب و النوافذ","replace steel door  and windows hinges","استبدال مفصلات ابواب  ونوافذ حديدية ","استبدال مفصلات الأبواب والنوافذ الحديدية بكل مايلزم لاكمال العمل","Replace hinges for steel doors and windows, with all necessary to complete the work","PCs","d"]
[25,"Doors and windows works\nأعمال الأبواب و النوافذ","Polycarbonate glazing","بولي كربون","تقديم وتركيب فيبر بولي كربون سماكة 5 مم للنوافذ و الابواب مع كل  مايلزم لاتمام العمل","Supply and install Polycarbonate glass plates plate thickness of 5 mm for doors and window, with all necessary to complete the work","m²","d"]
[26,"Doors and windows works\nأعمال الأبواب و النوافذ"," glazing-glass","بلور ","تقديم وتركيب زجاج سماكة لاتقل عن 5 مم للنوافذ و الابواب مع كل  مايلزم لاتمام العمل","Supply and install glass plates plate thickness of 5 mm for doors and window, with all necessary to complete the work","m²","d"]
[27,"Doors and windows works\nأعمال الأبواب و النوافذ"," glazing-glass","بلور ","تقديم وتركيب زجاج سماكة لاتقل عن10 مم  مع كل  مايلزم لاتمام العمل","Supply and install glass plates plate thickness of 10 mm with all necessary to complete the work","m²","d"]
[28,"Doors and windows works\nأعمال الأبواب و النوافذ","Aluminum  window","نافذة المينوم","تركيب نافذة  المنيوم  مطلية كاملة مع الاطار .زجاج مثبت  ومختوم بالمطاط.قفل .بكرات سحاب  وجميع الملحقات اللازمة ومع الغربول  ويشمل ذلك ملء الفراغات بين الجدار واطار الباب باستخدام الفوم و السيلكون السماكة 1.2 مم","Install aluminum window complete with the frame, glazing fixed by glazing bead and sealed with rubber, lock, rollers, sliding panel, weather stripping, and all necessary accessories and wire mesh fly screen. this includes filling the spaces between the wall and the door frame using foam, silicon with thickness 1.2 mm. ","m²","d"]
[29,"Doors and windows works\nأعمال الأبواب و النوافذ","Aluminum window panel","درفة نافذة المينوم","تركيب درفه  نافذة الالمنيوم مع زجاج مثبت ومختوم بالمطاط وقفل"," Install aluminum window panel with glazing fixed by glazing bead and sealed with rubber, and lock.","m²","d"]
[30,"Doors and windows works\nأعمال الأبواب و النوافذ","Maintenance of Aluminum or PVC doors and windows","صيانة ابواب ونوافذ المينوم و pvc","صيانة الالمنيوم أو pvc(الأبواب والنوافذ) شامل تبديل الفصالات الايادي اغلاق الثقوب اصلاح السكك والمطاط والزجاج","Maintenance of Aluminum or PVC Items (doors and windows)including hinges, handles, closing holes, maintenance of rails,rubber and glass","PCs","d"]
[31,"Doors and windows works\nأعمال الأبواب و النوافذ","Aluminum door","باب المينوم","تقديم وتركيب باب الالمنيوم  مع اطار بعرض 6 سم و   وعواميد جانبية وقفل ومقبض مع الواح فايبر والقضبان الوسطى ويشمل ذلك ملء الفراغات بين الجدار واطار الباب باستخدام  المونه و السيلكون السماكة (1.2) مم","Supply and install painted aluminum door width 6 cm with frame, side jambs, lock, handle with the installation PVC infill panels and middle bars this includes filling the spaces between the wall and the door frame using mortar, silicon. thicknees 1.2mm","m²","d"]
[32,"Doors and windows works\nأعمال الأبواب و النوافذ","PVC door","باب pvc","تقديم وتركيب باب PVC  شاملاً جميع الملحقات. يجب ألا تقل سماكة جميع مقاطع المقاطع الجانبية PVC عن 2 مم. يتم تثبيت الزجاج بحشوات مطاطية غير قابلة للتحلل على كلا الطرفين. يجب تثبيت الإطار جيدًا على الحائط بواسطة البراغي ، وملء الفراغات بين الجدار وإطار الباب باستخدام المونة و السيليكون يشمل السعر تعديل أبعاد الأبواب مسبقه الصنع داخل المنزل لتتناسب مع أبعاد الأبواب الجاهزة والمتاحة في السوق.","Supply and install  PVC door including all accessories. All PVC profile sections should be with thickness not less than 2 mm. The glass to be fixed with non-degradable rubber gaskets on both ends. The frame should be fixed well on the wall with screws and filling the spaces between the wall and the door frame using Mortar, spraying foam, silicon. The price includes adjusting the dimensions of the doors inside the house to match the dimensions of the readymade doors available on the market. ","m²","d"]
[33,"Doors and windows works\nأعمال الأبواب و النوافذ","PVC window","نافذة pvc","تقديم وتركيب نافذة PVC  باللون البني أو الأبيض بما في ذلك جميع الملحقات. يجب ألا تقل سماكة جميع مقاطع المقاطع الجانبية PVC عن2 مم. يتم تثبيت الزجاج بحشوات مطاطية غير قابلة للتحلل على كلا الطرفين. يجب تثبيت الإطار جيدًا على الحائط بواسطة البراغي ، وملء الفراغات بين الحائط وإطار الباب باستخدام المونة أو السيليكون.","Supply and install PVC window  brown or white color including all accessories. All PVC profile sections should be with thickness not less than 2 mm. The glass to be fixed with non-degradable rubber gaskets on both ends. The frame should be fixed well on the wall with screws and filling the spaces between the wall and the door frame using Mortar, silicon.","m²","d"]
[34,"Doors and windows works\nأعمال الأبواب و النوافذ","Ventilation opening PVC","طاقة  تهوية PVC  ","طاقة من PVC , مزودة بشقرات تهوية قابلة للفتح والاغلاق ","Opening PVC louver ventilation,Openable and closeable  ","PCs","d"]
[35,"Electrical works الاعمال الكهربائية ","LED light bulb","لمبة اضاءة ليد ","توفير وتركيب لمبة LED شامل حامل اللمبه (السوكه)  و توصيلها لاقرب مصدر كهرباء في المنزل","Provision and installation of LED light bulb and holder and connect it to the nearest electricity source in the house","PCs","d"]
[36,"Electrical works الاعمال الكهربائية ","LED light strip","شريط اضاءة لد","تقديم و تثبيت شريط إضاءة لدات مع كبسات ","Supply and Install led light strip with switch's ","m","d"]
[37,"Electrical works الاعمال الكهربائية ","Light point","نقطة ضوئية ","تقديم وتركيب نقطة إنارة كهربائية. بما في ذلك وصل النقطه بكابل عادي منفرد ومجدول بسمك (2 مم) مصنوع من النحاس مع العناصر الضرورية مثل: شريط لاصق للتمديد المخفي ، قناة بلاستيكية قبل الزريقة ، قطع توزيع إذا لزم الأمر ، شاسيه ، غطاء ، مفتاح ، لمبة 12 وات للمرافق و لمبة 18 وات للغرف مع وصلها لاقرب مصدر كهرباء في المنزل","supply and installation of electrical lighting point, including installation of a single and braided regular cable with a thickness of (2 mm) made of copper with the necessary items such as: duct tape for concealed extension, plastic channel before plastering, distribution boxes if needed, chassis, cover, switch, 12 watts bulb for utilities, 18 watts bulb for rooms, and the connection to the nearest power point in the house.","PCs","d"]
[38,"Electrical works الاعمال الكهربائية ","The pre-installed electrical Light point","نقطة ضوئية مؤسسة مسبقا","تقديم وتركيب نقطة إنارة كهربائية. بما في ذلك وصل النقطه بكابل عادي منفرد ومجدول بسمك (2 مم) مصنوع من النحاس مع العناصر الضرورية مثل: شريط لاصق للتمديد المخفي ، قناة بلاستيكية قبل الزريقة ، قطع توزيع إذا لزم الأمر ، شاسيه ، غطاء ، مفتاح ، لمبة( 12 -220 ) وات للمرافق و لمبة 20 وات للغرف مع وصلها لاقرب مصدر كهرباء في المنزل","supply and installation of electrical lighting point, including installation of a single and braided regular cable with a thickness of (2 mm) made of copper with the necessary items such as: duct tape for concealed extension, plastic channel before plastering, distribution boxes if needed, chassis, cover, switch, (12-220) watts bulb for utilities, 20 watts bulb for rooms, and the connection to the nearest power point in the house.","PCs","d"]
[39,"Electrical works الاعمال الكهربائية ","Light point with clope","نقطة ضوئية مع كلوب","تقديم وتركيب نقطة إنارة كهربائية. بما في ذلك وصل النقطه بكابل عادي منفرد ومجدول بسمك (2 مم) مصنوع من النحاس مع العناصر الضرورية مثل: شريط لاصق للتمديد المخفي ، قناة بلاستيكية قبل الزريقة ، قطع توزيع إذا لزم الأمر ، شاسيه ، غطاء ، مفتاح ، لمبة 12 وات للمرافق و لمبة 18 وات للغرف مع وصلها لاقرب مصدر كهرباء في المنزل","supply and installation of electrical lighting point, including installation of a single and braided regular cable with a thickness of (2 mm) made of copper with the necessary items such as: duct tape for concealed extension, plastic channel before plastering, distribution boxes if needed, chassis, cover, switch, 12 watts bulb for utilities, 18 watts bulb for rooms, and the connection to the nearest power point in the house.","PCs","d"]
[40,"Electrical works الاعمال الكهربائية ","electrical socket ","مقبس كهربائي","تقديم وتركيب مقبس كهربائي للاستخدام االداخلي أوالخارجي ماركة vimar الصين  او ما يعادلها ، 250V ، 10 A  شامل الشاسيه و الغطاء ووصله لاقرب نقطه كهرباء باسلاك 2.5 ملم 2 من النحاس وفقا لجميع القوانين واللوائح المعمول بها وكما وافق عليها مهندس غول","Supply and install electrical socket outlet, for internal and external base vimar brand China or equivalent , 250V, 10 A including the chassis and the cover and connecting it to the nearest power source with 2.5 mm copper wires in accordance with all applicable codes and regulations and as approved by the site engineer","PCs","d"]
[41,"Electrical works الاعمال الكهربائية ","Provision and installation of switch board (8 switchs)","تقديم وتركيب لوحة كهرباء فرعية (8 قاطع) ","تقديم وتركيب لوحة كهرباء فرعية (8 قاطع) \nيركب عليها قاطع رئيسي مناسب لتحمل التيار يتفرع منه قواطع الية بالقوة المطلوبة ","Provision and installation of switch board (8 switchs)\nA main breaker suitable for carrying the current is installed on it, from which the automatic breaker branches with the required force ","PCs","d"]
[42,"Electrical works الاعمال الكهربائية ","Electrical outlet point","قاطع منصهر","تقديم وتركيب قاطع 32 امبير مع لوحة كهربائية ","Supply and installation of 32 A outlet with electrical panel","PCs","d"]
[43,"Electrical works الاعمال الكهربائية ","Ventilation fan"," شفاط تهوية ","تركيب شفاط للتهوية  للمراحيض / المطبخ وجميع المواد والوصلات اللازمة"," Install a mechanical ventilation fan for the latrines/kitchen and all needed materials and connections","PCs","d"]
[44,"Electrical works الاعمال الكهربائية ","PV panel 250 Watt","لوح طاقة شمسية 250 واط","تركيب الألواح الشمسية الكهروضوئية ، 250 وات ، 12 فولت بزاوية إمالة 25 درجة مع وسيلة لحماية الألواح","Install a solar PV panels, 250-Watt, 12 V with 25 degrees tilting angle with a way to protect the panels","PCs","d"]
[45,"Electrical works الاعمال الكهربائية ","PV panel 150 Watt","لوح طاقة شمسية 150 واط","تركيب الألواح الشمسية الكهروضوئية ، 150 وات ، 12 فولت بزاوية إمالة 25 درجة مع وسيلة لحماية الألواح","Install a solar PV panels, 150-Watt, 12 V with 25 degrees tilting angle with a way to protect the panels","PCs","d"]
[46,"Electrical works الاعمال الكهربائية ","Charge controller","منظم شحن ","تركيب منظم شحن 30 أمبير مع جميع الملحقات ذات الصلة","Install a 30-amp charge controller with all related accessories ","PCs","d"]
[47,"Electrical works الاعمال الكهربائية ","Liquid battery","بطارية سائلة ","توفير وتركيب بطارية سائلة بسعة 240 أمبير ، 12 فولت وزن لايقل عن 65 كغ بكل ما يلزم","supply and install Liquid battery, with capacity 240 A, 12V weight is not less than 65 Kg with all needed","PCs","d"]
[48,"Electrical works الاعمال الكهربائية ","Inverter","انفرتر","توفير وتركيب انفرتر فولترونيك اوريجينال باستطاعة 2000 واط أحادي الطور بجميع قواطع الحماية وملحقاتها 12 فولط ","Providing and installing Inverter Voltronic Original with a capacity of 2000 watts single-phase with all protection circuit breakers and accessories 12 volts","PCs","d"]
[49,"Electrical works الاعمال الكهربائية ","PV panels mounting structure","قاعدة لتركيب الواح الطاقة الشمسية ","تركيب قاعدة معدنية  لألواح الشمسية الكهروضوئية  ، وتشمل الأعمال زوايا حديد3*4 سم او فوارغ حديدية 3*3 سم  والبراغي والتثبيت بالمبنى دون التأثير على سلامة أسطح العزل المائي.","Install an iron structure to mount the solar PV panels, the works include steel angles 3x4 cm or steel tubes 3x3 cm include all related clamps, screws, fixation to the building without affecting the roofs water proofing integrity.","kg","d"]
[50,"Electrical works الاعمال الكهربائية ","10 mm electrical cable","سلك كهرباء 10 ملم2","توفير وتركيب كبل نحاسي 10 مم 2 يستخدم للطاقة الشمسية بكل ما يلزم","supply and install of copper cable 10 mm2 used for solar energy with all needed","m","d"]
[51,"Electrical works الاعمال الكهربائية ","Provision of Led Outdoor Solar light set ","تقديم مجموعة اضاءة طاقة شمسية","توريد وترکیب وتثبيت وتشغيل أعمدة إنارة  وفق المواصفات التالية :\n- جهاز إنارةLED  شوارع  مدمج أو منفصل بطاقة 400 واط  يحوي بطارية ليثيوم داخلية سعتها لا تقل عن 15000  ميلي امبير – 3.2 فولط - يحوي بلجكتور نوع LED لون ابيض مع عاكس باستطاعة 400 واط. يحوي حساس حركة وحساس ضوئي يحوي لوح شمسي  (الواح متعددة البلوراتV6-12W)  - يحوي دارة تنظيم شحن - الجهاز مزود بتقنية التحكم عن بعد\n- حفريات مهما كان نوعها لزوم القاعدة بأبعاد 70*70 سم وعمق (150-90 )سم مع اعمال تقديم وصب  بيتون عادي عيار250كغ/م3 بقالب او بدون قالب ابعاد القاعدة 70*70 و عمق (150-90 )سم\n- تقديم وتركيب عمود الانارة: من معدن حديد مزيبق بطول (8-5) متر مخروطي او مضلع مع وضع ذراع من معدن حديد مزيبق  اعلى العمود بطول 90 سم لتبيث جهاز الانارة. القطر السفلي للعمود لا تقل عن 4 انش بسماكة حديد 4 مم يستمر هذا القطر والسماكة بطول عن 2 متر، والقطر العلوي لا يقل عن 3 انش بسماكة لا تقل عن 3.5 مم  طول 3 م يتم توصيلها بتغيير تدريجي للقطر.\nتكون براغي التبييت بطول 60 سم بمقطع لا يقل عن 20 مم سن خشن وتكون البراغي بشكل معكوف من الأسفل للتبيث داخل القاعدة البيتونية، يتم ربط البراغي داخل القاعدة عن طريق صفيحة معدنية ثانية سماكة 6 ملم بإبعاد 50*50سم يتم لحمها مع البراغي والتنزيل في القاعدة اثناء صب البيتون.","Supply, installation, and operation of lighting poles according to the following specifications\nAn integrated or separated LED Street lighting device with a power of 400 watts and contains an internal lithium battery with a capacity of not less than   3.2V   15000MAH -  It has a white LED projector with a 400-watt reflector - It has a motion sensor and a light sensor - It contains an  solar panel (Polycrystalline V6-12W) - It contains a charge regulation circuit - The device is equipped with remote control technology \n- Excavations of any kind need the base, with dimensions of 70 x 70 cm and a depth of ( 90-150) cm, with supplying and pouring works of 250 kg/m3 plain concrete, with or without a mold. The dimensions of the base are 70 x 70 x depth of ( 90-150) cm.\n- Providing and installing a lighting pole:\nmade of galvanized iron metal with a length of (5-8) meters, conical or polygon, with an arm of iron metal placed on top of the pole with a length of 90 cm to install the lighting device. The bottom diameter of the column is not less than 4 inches with a thickness of 4 mm, this diameter and thickness continues with a length of 2 meter, and the upper diameter is not less than 3 inches with a thickness of 3.5 mm and length of 3 m so that they connected with a gradual change of diameter.\n-The fixing bolts are 60 cm length, with a section of no less than 20 mm coarse thread, and the bolts are in a bent shape from the bottom to install inside the concrete base The bolts are connected inside the base by means of a second metal plate, thickness of 6 mm, with dimensions of 50 * 50 cm. It is welded with bolts and lowered into the base during concrete pouring.","PCS","d"]
[52,"Electrical works الاعمال الكهربائية ","Provision of Led Outdoor Solar light set - with two arms","تقديم مجموعة اضاءة طاقة شمسية - بذراعين","توريد وترکیب وتثبيت وتشغيل أعمدة إنارة  وفق المواصفات التالية :\n- جهازي إنارةLED  شوارع مدمج أو منفصل بطاقة 400 واط  يحوي بطارية ليثيوم داخلية سعتها لا تقل عن 15000  ميلي امبير – 3.2 فولط - يحوي بلجكتور نوع LED لون ابيض مع عاكس باستطاعة 400 واط. يحوي حساس حركة وحساس ضوئي يحوي لوح شمسي  (الواح متعددة البلوراتV6-12W)  - يحوي دارة تنظيم شحن - الجهاز مزود بتقنية التحكم عن بعد\n- حفريات مهما كان نوعها لزوم القاعدة بأبعاد 70*70 سم وعمق (150-90 )سم مع اعمال تقديم وصب  بيتون عادي عيار250كغ/م3 بقالب او بدون قالب ابعاد القاعدة 70*70 و عمق (150-90 )سم\n- تقديم وتركيب عمود الانارة: من معدن حديد مزيبق بطول (8-5) متر مخروطي او مضلع مع وضع ذراعين من معدن حديد مزيبق  اعلى العمود بطول 90 سم لتبيث جهاز الانارة. القطر السفلي للعمود لا تقل عن 4 انش بسماكة حديد 4 مم يستمر هذا القطر والسماكة بطول عن 2 متر، والقطر العلوي لا يقل عن 3 انش بسماكة لا تقل عن 3.5 مم  طول 3 م يتم توصيلها بتغيير تدريجي للقطر.\nتكون براغي التبييت بطول 60 سم بمقطع لا يقل عن 20 مم سن خشن وتكون البراغي بشكل معكوف من الأسفل للتبيث داخل القاعدة البيتونية، يتم ربط البراغي داخل القاعدة عن طريق صفيحة معدنية ثانية سماكة 6 ملم بإبعاد 50*50سم يتم لحمها مع البراغي والتنزيل في القاعدة اثناء صب البيتون.","Supply, installation, and operation of lighting poles according to the following specifications\ntwo integrated or separated LED Street lighting device with a power of 400 watts and contains an internal lithium battery with a capacity of not less than   3.2V   15000MAH -  It has a white LED projector with a 400-watt reflector - It has a motion sensor and a light sensor - It contains an  solar panel (Polycrystalline V6-12W) - It contains a charge regulation circuit - The device is equipped with remote control technology \n- Excavations of any kind need the base, with dimensions of 70 x 70 cm and a depth of ( 90-150) cm, with supplying and pouring works of 250 kg/m3 plain concrete, with or without a mold. The dimensions of the base are 70 x 70 x depth of ( 90-150) cm.\n- Providing and installing a lighting pole:\nmade of galvanized iron metal with a length of (5-8) meters, conical or polygon, with an arm of iron metal placed on top of the pole with two arms, a length of 90 cm, to install the lighting device. The bottom diameter of the column is not less than 4 inches with a thickness of 4 mm, this diameter and thickness continues with a length of 2 meter, and the upper diameter is not less than 3 inches with a thickness of 3.5 mm and length of 3 m so that they connected with a gradual change of diameter.\n-The fixing bolts are 60 cm length, with a section of no less than 20 mm coarse thread, and the bolts are in a bent shape from the bottom to install inside the concrete base The bolts are connected inside the base by means of a second metal plate, thickness of 6 mm, with dimensions of 50 * 50 cm. It is welded with bolts and lowered into the base during concrete pouring.","PCS","d"]
[53,"Electrical works الاعمال الكهربائية ","Providing an  (solar-powered) street lighting system","تقديم جهاز انارة طرقية  (طاقة شمسية)","توريد وترکیب وتثبيت وفق المواصفات التالية :\n- جهاز إنارةLED  شوارع مدمج أو منفصل بطاقة 400 واط  يحوي بطارية ليثيوم داخلية سعتها لا تقل عن 15000  ميلي امبير – 3.2 فولط - يحوي بلجكتور نوع LED لون ابيض مع عاكس باستطاعة 400 واط. يحوي حساس حركة وحساس ضوئي يحوي لوح شمسي  (الواح متعددة البلوراتV6-12W)  - يحوي دارة تنظيم شحن - الجهاز مزود بتقنية التحكم عن بعد\n- ذراع من معدن حديد مزيبق  اعلى العمود بطول 90 سم لتبيث جهاز الانارة. ","Supply, installation, and operation of lighting poles according to the following specifications\nAn integrated or separated LED Street lighting device with a power of 400 watts and contains an internal lithium battery with a capacity of not less than   3.2V   15000MAH -  It has a white LED projector with a 400-watt reflector - It has a motion sensor and a light sensor - It contains an  solar panel (Polycrystalline V6-12W) - It contains a charge regulation circuit - The device is equipped with remote control technology   \n- with arm of iron metal placed on top of the pole with a length of 90 cm to install the lighting device.","PCS","d"]
[54,"Excavation and backfilling\nأعمال الحفر و الردم","Excavations of any kind","حفريات مهما كان نوعها","حفريات وصولا الى مستوى اساس الاعمدة والجدران او لخنادق القساطل و الجور الفنيه، ، يجب نقل بقايا الحفر إلى أقرب مكب معتمد وفقا لتوجيهات مهندس غول. يشمل سعر الحفريات كافة الأعمال المطلوبة لضمان سلامة العمال والمستفيدين.","Excavationdown to the level of columns and walls' foundation, or for pipes trenches and septic tanks, excavation remnants must be moved to the nearest approved dumping site. according to the GOAL Engineer directions. The price of the excavation includes all the required works to ensure safety of workers and beneficiaries.","m³ ","d"]
[55,"Excavation and backfilling\nأعمال الحفر و الردم","Backfilling","ردم","ردم الحفر المفتوحة  و خنادق الانابيب و القساطل باستخدام المواد المعتمدة من قبل مهندس غول (مواد الردم اما من نفس الموقع  او نواتج حفر او باستخدام الزرادة(كرابية)","Backfill the open pits and trenches using materials approved by the GOAL Engineer (backfilling materials: either from the same site, approved excavated materials or by using gravels) ","m³ ","d"]
[56,"Excavation and backfilling\nأعمال الحفر و الردم","Colored natural fine sand","رمل ناعم طبيعي ملون","رمل ناعم طبيعي ملون\n•\tرمل بحري أو نهري \n•\tلون أصفر او اسود\n•\tخالية من النفايات \n•\tخالية من الحجارة والصخور \n•\tيتم توزيعها وفرشها حسب رأي الاشراف","Natural colored fine sand\n• Sea or river sand\n• Yellow or black color\n• Waste-free\n• Stone and rock-free\n• Distributed and spread according to supervisory instructions","m³ ","d"]
[57,"Excavation and backfilling\nأعمال الحفر و الردم","Planting and planting of ornamental plants (roses, flowers)\n","تقديم وزراعة نباتات زينة (ورد - أزهار )","تقديم وزراعة نباتات زينة (ورد - أزهار )\n•\tنباتات زينة تحمل أزهار \n•\tنباتات زينة تحمل ورد\n•\tأن تكون معبأة بأكياس نايلون لون أسود\n•\tأن لا تكون ذابلة \n•\tيتم الأختيار حسب رأي الإشراف ","Providing and planting ornamental plants (roses - flowers)\n• Ornamental plants with flowers\n• Ornamental plants with roses\n• Must be packaged in black nylon bags\n• Must not be wilted\n• Selection is at the discretion of the supervisor\"\n","PCs","d"]
[58,"Excavation and backfilling\nأعمال الحفر و الردم","Planting and planting of small forest trees (cypress, eucalyptus..)","تقديم وزراعة أشجار حراجية صغيرة( سرو - كينا - مظلة)","تقديم وزراعة أشجار حراجية صغيرة( سرو - كينا - مظلة)\n•\tأن لا يقل عمرها عن 2 سنة \n•\tأن لا تكون ذابلة \n•\tيتم الأختيار حسب رأي الإشراف","Providing and planting small forest trees (cypress - eucalyptus )\n• Must be at least 2 years old\n• Must not be wilted\n• Selection is at the discretion of the supervisor\"","PCs","d"]
[59,"Demolition works\nأعمال الهدم","Rubble Removal ","ترحيل انقاض ","إزالة ونقل المواد المحفورة أو الأنقاض إلى المكبات المعتمدة بحيث لا تسبب أي ضرر للسكان أو الاراضي الزراعية.","Removing and transporting excavated materials or rubble to approved landfills so that they do not cause any harm to residents or agricultural lands.","m3","d"]
[60,"Demolition works\nأعمال الهدم","Demolition or dismantling of walls","هدم جدران او تفكيكها","هدم الجدران التالفة والمتشققة ، يتم العمل يدوياً أو باستخدام الآلات المتاحة والمناسبة لكل موقع. يجب نقل الأنقاض إلى المكبات المعتمدة حتى لا تسبب أي ضرر لأي شخص أو بأرض زراعية. يشمل العمل هدم العناصر الإنشائية والكتل الخرسانية والجدران الحجرية , و البيتون المغموس والنوافذ والأبواب ..) وأجزاء أخرى يحددها مهندس GOAL (يدويًا أو باستخدام كمبريسه) مع مراعاة شروط السلامة والأمن.","Demolishing of damaged and cracked walls, work shall be done manually or using machinery as available and appropriate for each the site. Rubbles should be moved to approved dumpsites, so it does not cause any damage to any person or agricultural land. The work includes demolishing structural elements, concrete block and stone walls, cyclopean concrete, windows, and door...) and other parts specified by the GOAL Engineer (manually or using pneumatic drill), taking into consideration safety and security conditions. ","m³ ","d"]
[61,"Floors finishes works\nأعمال اكساء الارضيات","Ceramic flooring","سيراميك ارضيات","تقديم وتركيب سيراميك ارضيات مع الوزرة شامل الروبة والردم اسفل السيراميك بمادة االزرادة حتى 10 سم   واستخدام مونة اسمنتية عيار 300 كغ/ م3 اسفل السيراميك بسماكة لاتقل عن 2 سم   و كل ما يلزم لاتمام الأعمال ","Providing and installing ceramic floors including the floor skirting, and grout and backfilling under the ceramic with the fine gravel up to 10 cm, and the use of 300 kg / m3 cement mortar under the ceramic with a thickness of not less than 2 cm and all that is needed to complete the work","m²","d"]
[62,"Floors finishes works\nأعمال اكساء الارضيات","Stone tile flooring","بلاط ارضيات","تقديم و تركيب بلاط لجميع الارضيات متطابق مع البلاط المركب سابقا ضمن المنزل او حسب راي المهندس المشرف في حال عدم وجود نوع مطاببق مع توفير طبقات الرمل حتى 10 سم  والمونة المطلوبة تحتها  سماكة لاتقل عن 2 سم  (البلاط مجلي)  و الروبه.","Providing and installing tiles for all floors matching to the tiles previously installed within the house or according to the opinion of the supervising engineer in the absence of a matching type, with providing the required layers of sand up to 10 cms and mortar not less than 2 cm under it (the tiles are polished and including grout.","M2","d"]
[63,"Floors finishes works\nأعمال اكساء الارضيات","stone cladding for stairs","حجر رخامي أدراج","توريد وتركيب حجر رخامي مع اللف  للـأدراج سماكة  (3) سم للدرجة القائمة  وسماكة  (3) سم  للنائمةحسب اللزوم  والحجر من النوع القاسي وخالي من العروق الطينية أو التشققات مع كل ما يلزم لإنهاء العمل حسب أصول الصنعة وحسب ما يطلبه مهندس المالك مع كافة الأجور وكل ما يلزم والقياس بالمتر المربع.","Supply and installation of stone Marble  cladding for stairs, 3 cm thick for the riser and 3 cm thick for the tread, as required. The stone must be of a hard type, free from clay veins or cracks. This includes everything necessary to complete the work according to best practices and as requested by the supervisor engineer, along with all labor costs and other requirements. Measurements are per square meter.","M2","d"]
[64,"Floors finishes works\nأعمال اكساء الارضيات","Tile Polishing ","جلي  بلاط","تنظيف وتلميع بلاط الارضيات بملاط الاسمنتي ( الروبة ) وكل ما يلزم","Cleaning and polishing floor tiles with cement mortar and all needed","M2","d"]
[65,"Floors finishes works\nأعمال اكساء الارضيات","pavement tiles ","بلاط أرصفة ( طرطوار )","تركيب البلاط لجميع الارضيات ل بلاط الطرطوار المتضرره بالمنشآت مع توفير طبقات الرمل والمونة المطلوبة تحتها (البلاط مجلي)  و الروبه.","Install crushed stone tiles for all damaged floors in pavement with Providing required layers of sand and mortar below it and grout.","M2","d"]
[66,"Floors finishes works\nأعمال اكساء الارضيات","Interlock title","بلاط انترلوك(ارصفة)","تقديم وتركيب بلاط انترلوك من الاسمنت العادي والشكل الموشوري ذو أطراف دقيقة بارتفاع  6 سم حسب المطلوب بكل الابعاد والالوان والرسومات ","Providing and installing interlock tiles of ordinary cement and prismatic shape with fine ends with a height of 6 cm as required in all dimensions, colors and drawings ","M2","d"]
[67,"Floors finishes works\nأعمال اكساء الارضيات","Platform stones","رديف ارصفة","أن يكون من الحجر الرديف الصناعي القاسي او من الانترلوك بأبعاد 20*40*15 سم  \nللقطعة الواحدة ","It must be of hard stone with dimensions of \n20*40*15 per piece","M.L","d"]
[68,"Floors finishes works\nأعمال اكساء الارضيات","marble on the low edges","وزرة سيراميك"," تقديم و تركيب نعلة  على حواف الجدران السفلية تكون من السيراميك وتركب على الحواف بمونة اسمنتية عيار 350كغ/م3 ويعبأ الفراغات بين الوزرات باسمنت ابيض مع اللون المناسب","Provide and install marble on the low edges of the walls\nIt is made of ceramic and installed on the edges with cement mortar caliber 350 kg / m3 and the voids are filled with white cement with the appropriate color","M.L","d"]
[69,"Floors finishes works\nأعمال اكساء الارضيات","Door stone threshold","عتبة حجر للابواب","تقديم و تركيب عتبة حجرية من الرخام التركي للابواب الأبعاد حسب الفتحة سمك (3-5) سم   عرض يتناسب مع سماكة الجدار  مع كل مايلزم لاتمام العمل","supply and Install Turkish marble threshold for door. Dimensions according to the opening, thickness(3-5 cm) , width confirming with the existing wall thickness with all necessary to complete the work","M.L","d"]
[70,"Insulation works \nأعمال العزل","Liquid Bitumen ","بيتومين  (زفت سائل)","الزفت السائل لعزل الأسطح وأساسات الجدران","Liquid asphalt for roofs and walls foundations insulation","m²","d"]
[71,"Insulation works \nأعمال العزل","water insulation for rooftop","طلاء عازل (مائي) لاسطح المنازل ","تقديم وتركيب مادة عزل مائي على شكل طلاء  (يوافق عليها المهندس المشرف قبل العمل) يجب طلاء السطح بالمادة جيدا  حتى يتم تشبع البيتون بالكامل باستخدام الرول فقط أما للزوايا فيجب دهانها جيداحتى التصوينه ويجب طلاءها بارتفاع  20سم  على الاقل .لذلك فان الكيلوغرام الواحد يغطي مساحة لاتزيد عن 4 م^2 . يكون العمل وفق تعليمات وتوجيهات مهندس غول","Supply and install vapor insulation material to be applied by painting.  The surface should be painted with the material well until the concrete is fully saturated by the material, using the roller only. As for the corners, it should be painted well and at least 20cm high of the parapets should be painted by the material. Therefore, the one kilogram covers an area of no more than 4 m^2. All work must be in accordance with the instructions and directions of the GOAL Engineer. ","m²","d"]
[72,"Plumbing and sanitation and water supply  works أعمال التغذية والصرف الصحي ","Porcelain washbasin","مغسلة بورسلان","تقديم وتركيب مغسلة  بورسلان بعمود  بأبعاد (55x43) سم مع الإكسسوارات والتثبيت على الحائط مع إضافة سيليكون أبيض أو شفاف لسد الفجوات بين الحوض ومحيطه حسب توجيهات مهندس غول.","Supply and install of porcelain washbasin with a column, with dimension (55x43) cm and with accessories and fixing on wall with adding white or transparent silicon to close the gaps between the sink and its surrounding according to the field and the directive of GOAL Engineer. ","PCs","d"]
[73,"Plumbing and sanitation and water supply  works أعمال التغذية والصرف الصحي ","water tap","حنفية ماء","تقديم و تركيب حنفية  مياه نحاس مع كل ما يلزم لإكمال العمل"," Install a copper core water tap, with all necessary to complete the work ","PCs","d"]
[74,"Plumbing and sanitation and water supply  works أعمال التغذية والصرف الصحي ","water mixer","خلاط مياه","تقديم وتركيب خلاطة مياه نحاسية مغطاة بالكروم حسب توجيهات مهندس غول.","supply and install water mixer copper covered with chrome according to the field and the directive of GOAL Engineer.","PCs","d"]
[75,"Plumbing and sanitation and water supply  works أعمال التغذية والصرف الصحي ","Stainless steel sink","مجلى ستانلستيل","تقديم وتركيب مجلى  من الستانلستيل نوع جيد  ابعاد الحوض (50*70) سم   مع جميع التوصيلات والقطع اللازمة  للتصريف ","supply and install  sink, Stainless steel  dimensions 70 x 50 cm with all necessary connections and hardware  ","PCs","d"]
[76,"Plumbing and sanitation and water supply  works أعمال التغذية والصرف الصحي ","kitchen sink","مجلى مطبخ","تقديم وتركيب مجلى  من الرخام التركي نوع جيد بسماكة لاتقل 2.5 سم ابعاد الحوض (50*70) سم   مع جميع التوصيلات والقطع اللازمة  للتصريف  ","supply and install Turkish marble sink, marble thickness at least 2.5 cm dimensions 70 x 50 cm with all necessary connections and hardware  ","PCs","d"]
[77,"Plumbing and sanitation and water supply  works أعمال التغذية والصرف الصحي ","kitchen counter","كاونتر مطبخ","تقديم وتركيب طاولة مطبخ من الرخام التركي (سماكة لاتقل 2.5 سم ) النوع الجيد مثبت على وقافيات من الحجر  سماكة بين (3-5) سم  ","Providing and Installing a good quality Turkish marble kitchen counter thickness at least 2.5 cm, installed on marble legs , thickness between (3-5) cm","m²","d"]
[78,"Plumbing and sanitation and water supply  works أعمال التغذية والصرف الصحي ","Toilet squatting pan","تواليت عربي (قرفصاء)","توفير واستبدال وتركيب بطه حمام تالفه  ببطه البورسلين (L = 55، W = 30، H = 27) سم مع مايلزم من قطع الوصل ( S) وكافة التركيبات والملحقات المطلوبة. ويشمل هذا البند كافة الأعمال اللازمة لازاله البطه القديمه، ويشمل أعمال الحفر والردم ونقل الحفريات الزائدة حسب تعليمات مهندس غول","Provision and Replacement of damaged squatting pan  by new porcelain squatting W.C. (L=55, W=30, H=27) cm  and installs it with (S connection) and all required fittings & accessories.\nThis item includes all needed works for eliminating the old damaged squatting pan, and includes drillings and backfilling works and transport of excess excavations according to GOAL engineer instructions.","PCs","d"]
[79,"Plumbing and sanitation and water supply  works أعمال التغذية والصرف الصحي ","Toilet seat","تواليت فرنجي","تقديم وتركيب تواليت افرنجي  ، وتشمل الأعمال جميع الملحقات اللازمة (الكوع والمواسير والخرطوم) والتثبيت بالمونة (الرمل والاسمنت) "," supply and install a toilet seat, works include all accessories needed (Elbow and pipes), fixation with mortar (sand and cement)","PCs","d"]
[80,"Plumbing and sanitation and water supply  works أعمال التغذية والصرف الصحي ","Toilet hand spray set","مجموعة مرش يدي للتواليت","تقديم وتركيب مجموعه نبريش (خرطوم) في المرحاض مع كل ما يلزم لإتمام العمل","  Supply and Install a hand spray complete set in the latrine, with all necessary to complete the work ","PCs","d"]
[81,"Plumbing and sanitation and water supply  works أعمال التغذية والصرف الصحي ","Stainless steel floor trap","مصرف ارضي من الستانلستيل","تقديم وتركيب مصرف  أرضية من الاستانلس ستيل بغطاء  في أماكن محددة وتوجيهات مهندس غول.","Supply and install stainless steel floor trap with cover in specified places according to the field and the directive of GOAL Engineer.","PCs","d"]
[82,"Plumbing and sanitation and water supply  works أعمال التغذية والصرف الصحي "," PPR pipes","انابيب PPR  ","توفير وتركيب مواسير PPR لنظام مياه الشرب 0.75  انش  مواسير \"M\" المستخدمة لهذا النظام يجب أن تكون (PPR) ، بسمك لا يقل عن 3.5 مم ، ضغط 10 بار.  جميع ملحقات الوصلات والنهايات والوصلات المعدنية مع تثبيت المواسير بالاسمنت والحفر","supply and install PPR pipes for drinking water system  0.75 inch \"M\" Pipes used for this system must be (PPR), thickness not less than 3.5mm, pressure 10 bar All accessories of metal joint, ends and connections, with fixing the pipes using cement and trench digging","m","d"]
[83,"Plumbing and sanitation and water supply  works أعمال التغذية والصرف الصحي ","2\" PVC pipes","انابيب PVC 2 انش ","تقديم وتركيب انابيب PVC 2 انشات مع اكسسوارات قطر 2 انش مع الحفر و الردم وفقا لتوجيهات مهندس غول.","Supply and install of PVC pipes, 2 inches diameter weight of with compatible accessories with digging and backfilling according to the directive of GOAL Engineer.","m","d"]
[84,"Plumbing and sanitation and water supply  works أعمال التغذية والصرف الصحي ","4\" PVC pipes","انابيب PVC 4 انش","تقديم وتركيب انابيب PVC 4 انشات مع اكسسوارات قطر 4 انش مع الحفر و الردم وفقا لتوجيهات مهندس غول.","Supply and install of PVC pipes, 4 inches diameter weight of with compatible accessories with digging and backfilling according to the directive of GOAL Engineer.","m","d"]
[85,"Plumbing and sanitation and water supply  works أعمال التغذية والصرف الصحي ","6\" PVC pipes","انابيب PVC 6 انش","تقديم وتركيب انابيب PVC 6 انشات مع اكسسوارات قطر 6 انش مع الحفر و الردم وفقا لتوجيهات مهندس غول.","Supply and install of PVC pipes, 6 inches diameter weight of with compatible accessories with digging and backfilling according to the directive of GOAL Engineer.","m","d"]
[86,"Plumbing and sanitation and water supply  works أعمال التغذية والصرف الصحي ","8\" PVC pipes","انابيب PVC 8 انش","تقديم وتركيب انابيب PVC 8 انشات مع اكسسوارات قطر 8 انش مع الحفر و الردم وفقا لتوجيهات مهندس غول.","Supply and install of PVC pipes, 8 inches diameter weight of with compatible accessories with digging and backfilling according to the directive of GOAL Engineer.","m","d"]
[87,"Plumbing and sanitation and water supply  works أعمال التغذية والصرف الصحي ","250 L  galvanized steel water tank","خزان مياه توتياء (غير قابل للصدأ) سعة 250 لتر","تقديم وتركيب خزان مياه  توتياء (غير قابل للصدأ) سماكة لاتقل 1 مم حجم 250 لتر  و كل التوصيلات اللازمة من انابيبPPR  و وصلات و سكر عدد 2 مع تنفيذ ارجل 30 سم وكل ما يلزم لتنفيذ العمل وتوجيهات المهندس غول","Providing and installing (250-liter,  thickness not less than 1 mm) water tank and all needed PPR connections, fittings, valves (number 2), with the implementation of 30 cm legs and all that is needed to carry out the work according to the GOAL Engineer instructions ","PCS","d"]
[88,"Plumbing and sanitation and water supply  works أعمال التغذية والصرف الصحي ","500 L  galvanized steel water tank","خزان مياه توتياء (غير قابل للصدأ) سعة 500 لتر","تقديم وتركيب خزان مياه  توتياء (غير قابل للصدأ) سماكة لاتقل 1 مم حجم 500 لتر  و كل التوصيلات اللازمة من انابيبPPR  و وصلات و سكر عدد 2 مع تنفيذ ارجل 30 سم وكل ما يلزم لتنفيذ العمل وتوجيهات المهندس غول","Providing and installing (500-liter,  thickness not less than 1 mm) water tank and all needed PPR connections, fittings, valves (number 2), with the implementation of 30 cm legs and all that is needed to carry out the work according to the GOAL Engineer instructions ","PCS","d"]
[89,"Plumbing and sanitation and water supply  works أعمال التغذية والصرف الصحي ","1000 L galvanized steel water tank","خزان مياه توتياء (غير قابل للصدأ) سعه 1000 لتر","تقديم وتركيب خزان مياه توتياء (غير قابل للصدأ)  سماكة لاتقل 1.4 مم  نوع زهر وبحجم 1000 لتر مع فتحة وقفل سقف 50 *50 سم وابعاد الخزان 1*1*1 م  مع الفواشة وصمام نحاسي 1/2 انش عدد 2 والاكسسوارات اللازمة  وكل مايلزم لتنفيذ العمل مع ارجل 30 سم وتدعيم داخلي افقي بزوايا توتياء مزيبق وحسب توجيهات مهندس غول","supply and install a tank of thickness not less than 1.4 mm type of galvanized and size of 1000 liters with lockable  a top opening 50 * 50 cm and the dimensions of the tank 1 * 1 * 1 m with the and brass valve 1/2-inch number 2 and the accessories to the taps Working with 30 cm legs and inner reinforcement horizontal corners of the galvanized and galvanized as directed by GOAL Engineer","PCs","d"]
[90,"Plumbing and sanitation and water supply  works أعمال التغذية والصرف الصحي ","2000 L galvanized steel water tank","خزان مياه توتياء (غير قابل للصدأ) سعة 2000 لتر","تقديم وتركيب خزان مياه توتياء (غير قابل للصدأ)  سماكة لاتقل 1.4 مم  نوع زهر وبحجم 2000 لتر مع فتحة وقفل سقف 50 *50 سم وابعاد الخزان 1*1*1 م  مع الفواشة وصمام نحاسي 1/2 انش عدد   2والاكسسوارات اللازمة  وكل مايلزم لتنفيذ العمل مع ارجل 30 سم وتدعيم داخلي افقي بزوايا توتياء مزيبق وحسب توجيهات مهندس غول","supply and install a tank of thickness 1.2 mm type of galvanized and size of 2000 liters with lockable  a top opening 50 * 50 cm and the dimensions of the tank 1 * 1 * 1 m with the and brass valve 1/2-inch number 2 and the accessories to the taps Working with 30 cm legs and inner reinforcement horizontal corners of the galvanized and galvanized as directed by GOAL Engineer","PCs","d"]
[91,"Plumbing and sanitation and water supply  works أعمال التغذية والصرف الصحي ","Water tank floating valve","فواشة لخزان مياه","تركيب فواشة جديدة لخزانات المياه مع كل ما يلزم لاتمام العمل","Install new floating valve for the water tanks, with all necessary to complete the work","PCs","d"]
[92,"Plumbing and sanitation and water supply  works أعمال التغذية والصرف الصحي ","RWD Gutter","مزراب لتصريف مياه السطح ","تقديم وتركيب مزراب نازل مطري قسطل  pvcقطر 2 انش نوع اول لتصريف مياه المطر مع كل ما يلزم من اكواع ووصلات مع التثبيت على الجدران وحسب توجيهات مهندس غول","supply and install pvc pipe2 inch for rainwater drainage gutter with all the necessary elbows and connection and fixing to the wall according to the directions of GOAL Engineer","m","d"]
[93,"Plumbing and sanitation and water supply  works أعمال التغذية والصرف الصحي ","Toilet trap type-S","وصلة مرحاض نوع S","توفير وتركيب وصله مرحاض (نوع S) مع التوصيلات","Provision and installation of toilet trap (S type)  with all connections","PCs","d"]
[94,"Plumbing and sanitation and water supply  works أعمال التغذية والصرف الصحي ","Toilet Declogging","تسليك مرحاض"," (تسليك )للمراحيض ونظام الصرف الصحي يجب تنظيف المراحيض وإفراغها جيدًا حتى يتم تصريف المياه جيدًا. \n • يجب أن يتم ذلك عن طريق ضخ المياه وطرق الينابيع أو ميكانيكيا إذا لزم الأمر\n• تعتبر جميع المجاري والصرف الصحي داخل منزل واحد أو مجموعة دورات مياه وحدة واحدة.","Mechanical Declogging of toilet drains and the sewage system the toilets must be cleaned and emptied well until the water is well discharged.\n• It must be done by pumping water and spring methods or drilling if necessary,\n• All drainages and sewers inside one house or one toilets block are considered one unit.","Lumpsum","d"]
[95,"Steel works\nأعمال الحديد المشغول","Repair of  Fence ","صيانة سور شبك معدني ","صيانة جدار السياج الشبكي المعدني","Maintenance of metal mesh fence wall","m2","d"]
[96,"Steel works\nأعمال الحديد المشغول"," Fence ","سور شبك معدني ","توفير وتركيب سياج معدني مع كل ما يلزم (- أعمدة- شبكة معدنية - كابلات معدنية ...)","Provide and set up a metal fence wall with all necessary (  column - metal mesh - metal cables ...)","m2","d"]
[97,"Steel works\nأعمال الحديد المشغول","Induction Panel ","لوحة تعريفية","لوحة تعريفية باسم المدرسة من المعدن بوزن لايقل عن 120كغ  مع التخطيط  والدهان والتثبيت ","Identification board with the name of the school of metal weighing not less than 120 kg with planning and installation ","PCs","d"]
[98,"Steel works\nأعمال الحديد المشغول","steel pipes 4 inch ","قساطل حديدية للنوازل المطرية قطر 4 "," تقديم وتركيب قساطل حديدية للنوازل المطرية قطر 4 إنش مع الاكواع والتثبيت بالجدران ","Providing and installing steel pipes 4 inch  with all necessary","m.l","d"]
[99,"Steel works\nأعمال الحديد المشغول","Sliding door","باب سحاب (حديد مزيبق)"," تقديم ونركيب باب سحاب من الصاج المزيبق الجيد سماكة لا تقل عن 0.5 مم\nقياس المجاري 7*2.5 سم سماكة 2.5 مم مع الدهان بوجهين زيرقون و وجه دهان زياتي أسود من النوع الجيد","Providing and installing The Sliding door is maded of good  iron shall make a thickness of not less than 0.5 mm\nMeasurement of galaxies 7 * 2.5 cm thickness of 2.5 mm with paint with two faces Foundation paint  and the face of the black color of the good kind","m2 ","d"]
[100,"Steel works\nأعمال الحديد المشغول","wrought iron using CNC machine","حديد مشغول على ماكينة cnc","تقديم وتركيب حديد مشغول على ماكينة cnc(مرسم \nومفرغ) بسماكة لا تقل عن 2ملم \nلزوم تجميل الاعمدة الحاملة للمظلات مع التصنيع والتركيب والنقل والدهان\n"," wrought iron using CNC machine (drawing and engraving) with a thickness of no less than 2mm, for the purpose of beautifying  the columns supporting the shadesThis includes manufacturing, installation, transportation, \nassembly, welding, and painting","Kg","d"]
[101,"Steel works\nأعمال الحديد المشغول"," PVC roofing plastic panels \n","ألواح بلاستيكية قرميدية pvc","تقديم وتركيب ألواح بلاستيكية قرميدية pvc لا تقل سماكته عن 2.8مم لزوم تغطية مظلات المحلات  على الارصفة ووفق الابعاد المناسبة للمحل التجاري","Supply and installation of PVC roofing plastic panels \nwith a thickness not less than 2.8 mm to cover \nsidewalk canopies according to the dimensions","m2 ","d"]
[102,"Steel works\nأعمال الحديد المشغول","Children's play equipment","مجموعة ألعاب أطفال","مجموعة ألعاب أطفال عبارة عن زحاليق عدد 1 و مراجيح عدد 2 \nتتحمل الأوزان الثقيلة: \n تتكون من هيكل معدني متين ومقاوم للصدأ\nمع قطع من البلاستيك آمن ومقوّى مناسب للأطفال\nمع طلاء مقاوم للعوامل الجوية و المراجيح تدعم وزن يصل إلى 80 كجم لكل مقعد.\nمقاومة للعوامل الجوية: مواد مطلية ومحمية من الصدأ والحرارة.\nو سلاسل المراجيح مغطاة بالربل لتجنب الحرارة ومنع الصدأ.\nسماكة المواسير: 3 انش \nارتفاع المراجيح: 2.2 متر\nسماكة الحديد: 1.2 ملم \nعرض القواعد: 80 سم \nتحمّل الوزن: حتى 80 كجم لكل مقعد.\nالأبعاد:\nالطول: 5.1 متر\nالعرض: 3.1 متر\nالارتفاع: 2.8 متر","Children's Play Set: 1 Slide and 2 Swings\nHeavy-Duty Capacity:\nMaintains a durable, rust-resistant metal frame\nWith safe, reinforced plastic parts suitable for children\nFeatures a weather-resistant coating, and the swings support a weight of up to 80 kg per seat.\nWeather Resistant: Painted and protected materials against rust and heat.\nThe swing chains are covered with rubber to prevent heat and rust.\nPipe Thickness: 3 inches\nSwing Height: 2.2 meters\nIron Thickness: 1.2 mm\nBase Width: 80 cm\nWeight Capacity: Up to 80 kg per seat.\nDimensions:\nLength: 5.1 meters\nWidth: 3.1 meters\nHeight: 2.8 meters","PCs","d"]
[103,"Steel works\nأعمال الحديد المشغول","Garden chairs","كراسي حديقة ","كراسي حديقة يتسع لثلاث اشخاص \nالهيكل من الحديد 5سم*5سم سماكة 2مم \nالابعاد 140*50سم\nارتفاع المسند50سم\nارتفاع الارجل 50سم\nيثبت على المقعد والمسند ألواح خشبية من الزان بعرض5سم وسماكة 3سم \nالتثبيت بالأرض\nاللون يحدده الاشراف ","Garden chairs for three people.\nFrame iron frame (5cm x 5mm).\nDimensions: 140 x 50 cm.\nBackrest height: 50 cm.\nLegging height: 50 cm.\nBeech wood planks (5cm wide, 3cm thick) are attached to the seat and backrest.\nGround installation.\nColor to be determined by supervisor.","PCs","d"]
[104,"Steel works\nأعمال الحديد المشغول","\nMetal container\n\n","حاوية معدنية","حاوية معدنية\n•\tالشكل جذع هرم\n•\tحامل الحاوية من بروفيل الحديد 3*3 سم سماكة 2مم\n•\tهيكل الحاوية من الصاج سماكة 2مم \n•\tالقاعدة السفلية 25*25 سم\n•\tالقاعدة العلوية 40*40 سم \n•\tالارتفاع 70 سم \n•\tمتمفصلة من الوسط \n•\tمثبتة بالأرض \n•\tبعد القاعدة السفلية عن الأرض 30سم \n•\tغطاء الحاوية متمفصل ومن الصاج سماكة 2مم","Metal container.\n• Pyramid-shaped trunk.\n• Container support made of 3 x 3 cm, 2mm thick iron profile.\n• Container frame made of 2mm thick sheet metal.\n• Bottom base: 25 x 25 cm.\n• Top base: 40 x 40 cm.\n• Height: 70 cm.\n• Hinged in the middle.\n• Ground-mounted.\n• Distance from the bottom base: 30 cm.\n• Hinged lid made of 2mm thick sheet metal.","PCs","d"]
[105,"Steel works\nأعمال الحديد المشغول","steel handrail","دارابزون فولاذي","تقديم و تركيب أدوات الأمان لمنع السقوط مثل الدرابزين  المعدني الذي لايقل ارتفاعه عن  90 سم أو 40 سم في حاله لاستخدام من قبل ذووي الاحتياجات الخاصه الذين يستخدمون الكراسي المتحركه","Supply and Install safety tools to prevent falls, such as steel handrails not less than 90cm high or 40 cm height for the use of people living with disability using wheelchair","kg","d"]
[106,"Steel works\nأعمال الحديد المشغول","steel security bars","قضبان حماية حديدية","تقديم و تركيب شبك من مبسطات حديد ( مع غربول ناعم وخشن) لنافذة مع التبيتث وكل ما يلزم لاتمام العمل","Supply and Install window's steel security bars, steel plates with mesh screen  with all necessary to complete the work ","kg","d"]
[107,"Steel works\nأعمال الحديد المشغول","latch lock","قفل دقر(مزق)","تقديم و تركيب قفل من نوع دقر","Supply and Install a door latch lock","PCs","d"]
[108,"Steel works\nأعمال الحديد المشغول","steel ramp","رمبة معدنية","تقديم و تركيب رمبة للمعاقين بميل لا يزيد عن 10% مع الدهان المطلوب للحديد","Supply and Install ramp for disabled, Slope not more than 10% with required paint","KG","d"]
[109,"Steel works\nأعمال الحديد المشغول","tiled handles for PLWD","قبضة معدنية للمعاقين","تقديم وتركيب قبضة مسند معدنية"," Supply and Install steel handles","PCs","d"]
[110,"Steel works\nأعمال الحديد المشغول","steel roofing","سقف معدني ","تقديم وتركيب سقف مصنوع من التوتياء المموج ( التوتة) 0.5 مم وتثبيته باستخدام بروفيل حديدي في اتجاهين (0.2*3*5)سم  بمسافة 1متر مع تثبيت بالمسمار وسد أي فتحات بين السقف  والجدار باستخدام مونة اسمنتية  ","Supply and install roof made of galvanized corrugated sheet 0.5 mm and fixing by using steel profile in two direction (5x3x0.2) cm with 1 m spacing, fixing with screw and sealing off any openings between ceiling and wall using cement mortar","m²","d"]
[111,"Steel works\nأعمال الحديد المشغول","Sandwich panel for walls (5 cm)","ساندويش بانل للجدران بسماكة 5 سم","تقديم وتركيب الواح من الساندوتش بانل سماكة 5سم بلون أبيض غامق لتغطية الجدران مع الملحقات والسيليكون والبراغي المطلوبة","Providing and installing 5cm thickness sandwich panels in white red color for covering the walls with the required accessories, silicone and screws","m²","d"]
[112,"Steel works\nأعمال الحديد المشغول","Metal profile (Sandwich panel support structure)","بروفيل معدني ( هيكل حامل للصندويش بانل )","تقديم وتركيب اعمال حدادة ولحام متنوعة من اجل انشاء الهيكل المعدني لبلوكة سكنية مؤلفة من وحدتين سكنيتين وفق المخططات المرفقة و تتضمن الاعمال تقديم وتركيب ولحام العناصر التالية  : \n1-\tالاعمدة الرئيسية : اعمدة معدنية من البروفيل المعدني 80*80*2 مم \n2-\tصفيحة معدنية لقاعدة عمود سماكة 5 مم وبابعاد 25*25 سم \n3-\tالجوائز الرئيسية : بروفيل معدني بمقطع 80*40*2 مم \n4-\tالجوائز الثانوية للسقف : بروفيل معدني عبارة عن قضبان مربعة من البروفيل المعدني 40*20*2مم\n5-\tالعوارض الثانوية للجدران : بروفيل معدني عبارة عن قضبان مربعة من البروفيل المعدني 40*20*2مم\nتتضمن الاعمال دهان المقاطع المعدنية بطبقتين من الدهان ( طبقة اساس وطبقة زيتية نهائية )","Providing and installing blacksmithing and welding works in order to construct the metal structure of a residential block consisting of two residential units according to the attached plans. The works include Supply, installation and welding:\n1- Main columns: metal columns of metal profile 80 * 80 * 2mm\n2- A metal plate for a column base thickness of 5 mm and dimensions of 25 * 25 cm\n3- The main beams: a metal profile with a cross section of 80 * 40 * 2 mm\n4- The secondary beams for the roof: a metal profile consisting of square bars of metal profile 40 * 20 * 2 mm\n5- The secondary beams of the walls: a metal profile consisting of square bars of a metal profile 40 * 20 * 2 mm, The works include painting the metal sections with two layers of paint (a base layer and a final oil layer).","Kg","d"]
[113,"Steel works\nأعمال الحديد المشغول","Tarpaulin for roofs","شادر للأسقف","توفير وتركيب شادر  للأسقف","Provide and installing of tarpaulin for roofs","m²","d"]
[114,"Steel works\nأعمال الحديد المشغول","water tank base","قاعدة خزان مياه","تقديم وتركيب قاعدة معدنية مرتفعة لتثبيت خزان المياه باستخدام أنابيب معدنية بسماكة 4*4سم وزوايا 3*3 بسمك4 مم مع رش طلاء بطبقة واحدة من الاساس وطبقتين من الطلاء الزيتي","Supply and install elevated metal base for fixing water tank on using metal tubes profile (4x4) cm and angles 3x3 cm thickness of 4mm with base spray painted with 1 layer of prime coat and 2 coats of oil-based paint","kg ","d"]
[115,"Walls finishes works\nأعمال اكساء الجدران","Cement plastering for brick walls","زريقة اسمنتية لجدران بلوك ","زريقة  اسمنتيه (أقصى سمك 25 مم )في طبقتين (خشن  ,ناعم) باستخدام اسمنت عيار 400كغ/م3 و نحاته خشنه للوجه الأول و ناعمه للوجه الثاني مع الرش بالماء يجب ان يكون السطح النهائي جاهزا للدهان حسب توجيهات مهندس غول","Cement plastering (max thickness 25 mm) in two coats (coarse, fine) with using cement caliber is 400 kg/m³ coarse aggregate in the first layer and fine in the second with spraying with water, finish surface should be ready for painting according to the directive of GOAL Engineer. ","m²","d"]
[116,"Walls finishes works\nأعمال اكساء الجدران","Cement plastering for brick walls one layer","زريقة اسمنتية لجدران بلوك طبقة واحدة","زريقة  اسمنتيه (أقصى سمك 25 مم )طبقة واحدة (خشنة او ناعمة ) باستخدام اسمنت عيار 400كغ/م3  مع الرش بالماء يجب ان يكون السطح النهائي مستويا حسب توجيهات مهندس غول","Cement plastering (max thickness 25 mm) in one coats (coarse or fine) with using cement caliber is 400 kg/m³ with spraying with water, finish surface should be ready for painting according to the directive of GOAL Engineer. ","m²","d"]
[117,"Walls finishes works\nأعمال اكساء الجدران","Cement plastering for stone walls","زريقة اسمنتية لجدران حجر","زريقة  اسمنتيه سماكة تتراوح بين (25-80ملم)في طبقتين (خشن  ,ناعم) باستخدام اسمنت عيار 400كغ/م3 و نحاته خشنه للوجه الأول و ناعمه للوجه الثاني مع الرش بالماء يجب ان يكون السطح النهائي جاهزا للدهان حسب توجيهات مهندس غول","Cement plastering ( thickness 25-80 mm) in in two coats (coarse, fine) with using cement caliber is 400 kg/m³ coarse aggregate in the first layer and fine in the second with spraying with water, finish surface should be ready for painting according to the directive of GOAL Engineer. . ","m²","d"]
[118,"Walls finishes works\nأعمال اكساء الجدران","Cement plastering for stone walls one layer","زريقة اسمنتية لجدران حجر طبقة واحدة ","زريقة  اسمنتيه سماكة تتراوح بين (25-80ملم) طبقة واحدة (خشن او ناعم) باستخدام اسمنت عيار 400كغ/م3 و نحاته مع الرش بالماء يجب ان يكون السطح النهائي مستويا حسب توجيهات مهندس غول","Cement plastering (thickness 25-80 mm) in one coats (coarse or fine) with using cement caliber is 400 kg/m³ with spraying with water, finish surface should be ready for painting according to the directive of GOAL Engineer. ","m²","d"]
[119,"Walls finishes works\nأعمال اكساء الجدران","Tyrolean wall coating","رشة  تيرولية","رشة تيرولية بدون زريقة مع مادة ملونة للوجه الخارجي للجدران  اسمنت ابيض ناعم و ماء و اسمنت البورتلاندي الابيض400كغ/م3 ويجب ان يتم الرش بواسطة آلة الرش بحيث تكون مستويه و متساويه في سماكة لاتقل عن وجهين مع ازالة الزريقة المتضررة قبل التطبيق و الرش بالماء وفقا لتعليمات مهندس غول","Applying Tyrolean wall coating with white and Portland cement 400kg/m³, the spraying must be done by a spraying machine, so that the plaster must be leveled and equal in its thickness with no less than two faces, including the removal of damaged plaster underneath the Tyrolean coating according to the instructions of GOAL Engineer.","m2 ","d"]
[120,"Walls finishes works\nأعمال اكساء الجدران","Oil-based paint","دهان زياتي","دهان حوائط زيتي ويشمل ذلك الأعمال التمهيدية للجدار (إزالة الطلاء القديم بالفرشاة الحف و المعجنه) ثم طبقتين من الدهانات عند حساب كمية الدهانات يتم حساب جميع الجدران والاسطح مخصوم منها  كافة الفتحات  مع احتساب أي إضافات للحواف وغيرها","Oil-based paint for walls, this includes prep work for the wall (Remove the damaged old paint by brush, sanding and applying putty) then two coats of paint. When calculating the quantity of the paints, all the walls and surfaces are calculated excluding openings and counting any additions of edges and others.    ","m2 ","d"]
[121,"Walls finishes works\nأعمال اكساء الجدران","Acrylic paint\n","دهان اكرليك","دهان اكرليك للحوائط ويشمل ذلك الأعمال التمهيدية للجدار (إزالة الطلاء القديم بالفرشاة الحف و المعجنه) ثم طبقتين من الدهانات عند حساب كمية الدهانات يتم حساب جميع الجدران والاسطح مخصوم منها  كافة الفتحات  مع احتساب أي إضافات للحواف وغيرها","Acrylic paint for walls, this includes prep work for the wall (Remove the damaged old paint by brush, sanding and applying putty) then two coats of paint. When calculating the quantity of the paints, all the walls and surfaces are calculated excluding openings and counting any additions of edges and others.    ","m2 ","d"]
[122,"Walls finishes works\nأعمال اكساء الجدران","Oil-based mural painting","تنفيذ رسومات جدارية بالدهان الزياتي","طلاء زيتي للجدران، ويشمل ذلك تحضير الجدار (إزالة الطلاء القديم التالف بالفرشاة، والصنفرة، ووضع المعجون)، ثم طبقتين من الطلاء، والطبقة النهائية من رسم الجدارية الزيتي. عند حساب كمية الدهانات، تُحسب جميع الجدران والأسطح باستثناء الفتحات، مع احتساب أي إضافات للحواف وغيرها.","Oil-based paint for walls, this includes prep work for the wall (Remove the damaged old paint by brush, sanding and applying putty) then two coats of paint and final coat of Oil-based mural drawing. When calculating the quantity of the paints, all the walls and surfaces are calculated excluding openings and counting any additions of edges and others. ","m2 ","d"]
[123,"Walls finishes works\nأعمال اكساء الجدران","whiteboard for classrooms","ألواح للغرف الصفية ","تقديم و تركيب ألواح كتابية كاملة من الفيبر للغرف الصفية ","Supply and installation of complete fiberglass whiteboards for classrooms","PCs","d"]
[124,"Walls finishes works\nأعمال اكساء الجدران","Emulsion paint","دهان مائي (طرش)","دهان طرش للجدران  ويشمل ذلك الأعمدة التحضيرية  للجدار (إزالة الطلاء القديم التالف بالفرشاة  الحف و المعجنه ) ثم طبقتين من الدهانات عند حساب كمية الدهانات يتم حساب جميع الجدران والاسطح مخصوم منها  كافة الفتحات  مع احتساب أي إضافات للحواف وغيرها","Emulsion paint for walls, this includes prep work for the wall (Remove the damaged old paint by brush, sanding and applying putty) then two coats of paint. When calculating the quantity of the paints, all the walls and surfaces are calculated excluding openings and counting any additions of edges and others.    ","m2 ","d"]
[125,"Walls finishes works\nأعمال اكساء الجدران","Filling Gaps Between Windows/Doors and Walls ","املاء التشققات بین النوافذ والابواب  ","املأ جميع الفراغات بين (الباب أو النافذة) و(الحائط) بالملاط وكل ما يلزم","Fill all spaces between (door or window) and (wall) with mortar and all necessary","lumpsum","d"]
[126,"Walls finishes works\nأعمال اكساء الجدران","Treating and filling cracks and holes in walls or between doors and walls","معالجة وملئ الشقوق والثقوب في الجدران او بين الابواب والجدران ","معالجة وملئ الشقوق والفتحات ضمن الجدران او بين الابواب والنوافذ والجدران بالمواد  المناسبة ( مونة اسمنتية + سيلكون -معجون )","Fill all spaces between (door or window) and (wall) with putty with all necessary ","m²","d"]
[127,"Walls finishes works\nأعمال اكساء الجدران","Ceramic for walls","سيراميك جدران","تقديم تركيب بلاط سيراميك للجدران شامل المونه و الروبه. وكل مايلزم حسب توجهات المهندس  المشرف","Install ceramic wall tiles for walls including mortar, grout and all required according to the supervising Engineer recommendation","m²","d"]
[128,"Walls finishes works\nأعمال اكساء الجدران","Cleaning and polishing of storefront stone","تنظيف وتلميع حجر واجهة المحلات","تنظيف الحجر لواجهة المحلات مع التلميع والروبة اللازمة بين الاحجار بمايتناسب وباستخدام ادوات الحف والتلميع والتنكيل ","Cleaning the stone for the storefront with the necessary polishing and rubbing between the stones in proportion to and using quilting,until burnishing ","m²","d"]
[129,"Walls finishes works\nأعمال اكساء الجدران","Cement plastering with Polybond","زريقة مع مادة البولي بونت","زريقة عيار بيتون 400 كغ/م3 مع إضافة مادة بوليبونت بنسبة  1 كغ/ 50 كغ اسمنت مع معالجة حديد السقف","Cement plastering 400 kg/m3 with adding Polybond 1:50 kg ratio, with cleaning steel rebars before the application ","m²","d"]
[130,"Walls works\nأعمال الجدران","concrete chimney","مدخنة ","تقديم وتركيب مدخنة بيتونية قطر 4 انش ","Providing and installing a 4 inch diameter concrete chimney","m.l","d"]
[131,"Walls works\nأعمال الجدران","Chimneies maintenance","صيانة المداخن ","صيانة المداخن من الداخل تتضمن تعزيل وتسليك القساطل","Internal chimney maintenance includes cleaning and unclogging pipes.","Lumpsum","d"]
[132,"Walls works\nأعمال الجدران"," concrete block wall(10)cm","جدران من البلوك  10سم ","تقديم وتركيب جدار من البلوك النصف مليئ (40*20) سم سماكة البلوك( 10) سم  حسب توجهات المهندس المشرف (للسماكة)  بكثافة 100كغ/م3 لتكميل و انشاء الجدران الداخلية والخارجية وسد الفتحات رباط مستمر يجب ان يتم التركيب فوق فرشه بيتون مع كل ما يلزم من مونه اسمنتيه 1:3 خلط بارتفاع 15 مم بين الصفوف المنشأة ورش المياه وجميع أعمال التشطيب ذات الصلة وفقا لتعليمات مهندس غول ","Supply and install hollow bricks (40*20 cm), block thickness (10) cm with 100kg/m³ density for completing internal and external walls and filling open holes. Half-bond the installation should carried out with all needed cement sand mortar (1:3) mix 15 mm between the constructed rows, water spraying, and all related finishing works according to the instruction of the GOAL Engineer. ","m²","d"]
[133,"Walls works\nأعمال الجدران"," concrete block wall(15)cm","جدران من البلوك 15سم","تقديم وتركيب جدار من البلوك النصف مليئ (40*20) سم سماكة البلوك( 15) سم  حسب توجهات المهندس المشرف (للسماكة)  بكثافة 100كغ/م3 لتكميل و انشاء الجدران الداخلية والخارجية وسد الفتحات رباط مستمر يجب ان يتم التركيب فوق فرشه بيتون مع كل ما يلزم من مونه اسمنتيه 1:3 خلط بارتفاع 15 مم بين الصفوف المنشأة ورش المياه وجميع أعمال التشطيب ذات الصلة وفقا لتعليمات مهندس غول ","Supply and install hollow bricks (40*20 cm), block thickness (15) cm with 100kg/m³ density for completing internal and external walls and filling open holes. Half-bond the installation should carried out with all needed cement sand mortar (1:3) mix 15 mm between the constructed rows, water spraying, and all related finishing works according to the instruction of the GOAL Engineer. ","m²","d"]
[134,"Walls works\nأعمال الجدران"," concrete block wall(20)cm","جدران من البلوك 20سم","تقديم وتركيب جدار من البلوك النصف مليئ (40*20) سم سماكة البلوك( 20) سم  حسب توجهات المهندس المشرف (للسماكة)  بكثافة 100كغ/م3 لتكميل و انشاء الجدران الداخلية والخارجية وسد الفتحات رباط مستمر يجب ان يتم التركيب فوق فرشه بيتون مع كل ما يلزم من مونه اسمنتيه 1:3 خلط بارتفاع 15 مم بين الصفوف المنشأة ورش المياه وجميع أعمال التشطيب ذات الصلة وفقا لتعليمات مهندس غول ","Supply and install hollow bricks (40*20 cm), block thickness (20) cm with 100kg/m³ density for completing internal and external walls and filling open holes. Half-bond the installation should carried out with all needed cement sand mortar (1:3) mix 15 mm between the constructed rows, water spraying, and all related finishing works according to the instruction of the GOAL Engineer. ","m²","d"]
[135,"Walls works\nأعمال الجدران","installing stone"," حجرنحيت اصفر","تقديم وتركيب حجراصفرسماكة 3سم - عرض30سم للدرج مع كل ما يلزم","Providing and installing stone(thickness 3cm - width 30cm) for the staircase with all needed","m²","d"]
[136,"Walls works\nأعمال الجدران","Stone wall","جدران حجر","توفير وتركيب حجر مصفط لتكميل و انشاء الجدران  يجب ان يتم التركيب فوق فرشه بيتون مع كل ما يلزم من مونه اسمنتيه 1:3 خلط بارتفاع 15 مم بين الصفوف المنشأة ورش المياه وجميع أعمال التشطيب ذات الصلة وفقا لتعليمات مهندس غول","supply and install hand fixed normal rock for completing walls the installation should carried out with all needed cement sand mortar (1:3) mix 15 mm between the constructed rows, water spraying, and all related finishing works according to the instruction of the GOAL Engineer.  ","m²","d"]
[137,"Walls works\nأعمال الجدران","stone frame for window or door","اطار حجري للنوافذ والابواب ","توفير وتركيب شبر من الحجرالاصفر سماكة 5 سم وعرض يتناسب مع عرض الجدران للنوافذ والابواب الداخلية وزيادة 5 سم للخارجية  لوزم اللابواب والنوافذ ( المينو +pvc) مع كل مايلزم ","supply and install stone frame 5 cm and width conforming with existing wall width plus 5 cms for Aluminum and PVC doors and windows With everything needed","m","d"]

{"sheet":"BOQ1","index":9,"n_rows":295,"n_cols":7,"rows_kept":295,"hidden":true,"merged":[[1,0,2,0],[1,1,2,1],[1,2,2,2],[1,3,2,3],[1,4,2,4],[3,0,3,5],[5,0,6,0],[5,1,6,1],[5,2,6,2],[5,4,6,4],[5,5,6,5],[7,0,9,0],[7,1,9,1],[7,2,9,2],[7,5,9,5],[10,0,11,0],[10,1,11,1],[10,2,11,2],[10,3,11,3],[10,5,11,5],[12,0,13,0],[12,1,13,1],[12,2,13,2],[12,4,13,4],[12,5,13,5],[14,0,15,0],[14,1,15,1],[14,2,15,2],[14,4,15,4],[14,5,15,5],[16,0,17,0],[16,2,17,2],[16,4,17,4],[16,5,17,5],[18,0,19,0],[18,5,19,5],[20,0,22,0],[20,5,22,5],[23,0,24,0],[23,1,24,1],[23,2,24,2],[23,3,24,3],[23,5,24,5],[25,0,28,0],[25,1,28,1],[25,2,28,2],[25,5,28,5],[29,0,33,0],[29,1,33,1],[29,2,33,2],[29,5,33,5],[34,0,38,0],[34,1,38,1],[34,2,38,2],[34,5,38,5],[39,0,42,0],[39,1,42,1],[39,2,42,2],[39,5,42,5],[44,0,48,0],[44,1,48,1],[44,2,48,2],[44,5,48,5],[50,0,52,0],[50,1,52,1],[50,2,52,2],[50,5,52,5],[53,0,55,0],[53,1,55,1],[53,2,55,2],[53,5,55,5],[56,0,57,0],[56,2,57,2],[56,3,57,3],[56,4,57,4],[56,5,57,5],[58,0,60,0],[58,2,60,2],[58,5,60,5],[61,0,62,0],[61,2,62,2],[61,3,62,3],[61,4,62,4],[61,5,62,5],[63,0,65,0],[63,1,65,1],[63,2,65,2],[63,5,65,5],[66,0,67,0],[66,1,67,1],[66,2,67,2],[66,5,67,5],[70,0,71,0],[70,1,71,1],[70,2,71,2],[70,4,71,4],[70,5,71,5],[72,0,73,0],[72,1,73,1],[72,2,73,2],[72,4,73,4],[72,5,73,5],[79,0,79,5],[80,0,82,0],[80,1,82,1],[80,2,82,2],[80,5,82,5],[83,0,84,0],[83,1,84,1],[83,2,84,2],[83,4,84,4],[83,5,84,5],[85,0,87,0],[85,1,87,1],[85,2,87,2],[85,4,87,4],[85,5,87,5],[89,0,91,0],[89,1,91,1],[89,2,91,2],[89,4,91,4],[89,5,91,5],[92,0,93,0],[92,1,93,1],[92,2,93,2],[92,5,93,5],[94,0,95,0],[94,1,95,1],[94,2,95,2],[94,5,95,5],[96,0,97,0],[96,1,97,1],[96,2,97,2],[96,4,97,4],[96,5,97,5],[98,0,100,0],[98,2,100,2],[98,5,100,5],[101,0,103,0],[101,1,103,1],[101,2,103,2],[101,5,103,5],[104,0,105,0],[104,1,105,1],[104,2,105,2],[104,5,105,5],[108,0,110,0],[108,1,110,1],[108,2,110,2],[108,5,110,5],[111,0,112,0],[111,1,112,1],[111,2,112,2],[111,4,112,4],[111,5,112,5],[113,0,114,0],[113,1,114,1],[113,2,114,2],[113,5,114,5],[115,0,116,0],[115,1,116,1],[115,2,116,2],[115,4,116,4],[115,5,116,5],[117,0,119,0],[117,1,119,1],[117,2,119,2],[117,5,119,5],[120,0,122,0],[120,1,122,1],[120,2,122,2],[120,5,122,5],[123,0,126,0],[123,1,126,1],[123,2,126,2],[123,5,126,5],[128,0,129,0],[128,1,129,1],[128,2,129,2],[128,3,129,3],[128,5,129,5],[131,0,135,0],[131,1,135,1],[131,2,135,2],[131,4,135,4],[131,5,135,5],[137,0,138,0],[137,1,138,1],[137,2,138,2],[137,4,138,4],[137,5,138,5],[139,0,140,0],[139,2,140,2],[139,3,140,3],[139,4,140,4],[139,5,140,5],[141,0,142,0],[141,1,142,1],[141,2,142,2],[141,4,142,4],[141,5,142,5],[143,0,144,0],[143,1,144,1],[143,2,144,2],[143,5,144,5],[146,0,147,0],[146,1,147,1],[146,2,147,2],[146,3,147,3],[146,5,147,5],[150,0,151,0],[150,1,151,1],[150,3,151,3],[150,5,151,5],[152,0,153,0],[152,1,153,1],[152,2,153,2],[152,4,153,4],[152,5,153,5],[154,0,157,0],[154,1,157,1],[154,2,157,2],[154,5,157,5],[158,0,161,0],[158,1,161,1],[158,2,161,2],[158,5,161,5],[162,0,163,0],[162,2,163,2],[162,3,163,3],[162,4,163,4],[162,5,163,5],[164,0,165,0],[164,2,165,2],[164,4,165,4],[164,5,165,5],[166,0,167,0],[166,1,167,1],[166,2,167,2],[166,4,167,4],[166,5,167,5],[169,0,171,0],[169,4,171,4],[169,5,171,5],[172,0,174,0],[172,1,174,1],[172,2,174,2],[172,4,174,4],[172,5,174,5],[177,0,177,5],[178,0,181,0],[178,1,181,1],[178,2,181,2],[178,5,181,5],[182,0,185,0],[182,1,185,1],[182,2,185,2],[182,5,185,5],[188,0,191,0],[188,1,191,1],[188,2,191,2],[188,4,191,4],[188,5,191,5],[192,0,194,0],[192,1,194,1],[192,2,194,2],[192,5,194,5],[195,0,197,0],[195,1,197,1],[195,2,197,2],[195,5,197,5],[198,0,199,0],[198,1,199,1],[198,2,199,2],[198,4,199,4],[198,5,199,5],[201,0,203,0],[201,1,203,1],[201,2,203,2],[201,5,203,5],[205,0,206,0],[205,1,206,1],[205,2,206,2],[205,5,206,5],[207,0,209,0],[207,1,209,1],[207,2,209,2],[207,5,209,5],[210,0,211,0],[210,1,211,1],[210,2,211,2],[210,4,211,4],[210,5,211,5],[212,0,213,0],[212,1,213,1],[212,2,213,2],[212,4,213,4],[212,5,213,5],[214,0,215,0],[214,1,215,1],[214,2,215,2],[214,4,215,4],[214,5,215,5],[216,0,217,0],[216,1,217,1],[216,2,217,2],[216,4,217,4],[216,5,217,5],[218,0,219,0],[218,1,219,1],[218,2,219,2],[218,3,219,3],[218,5,219,5],[220,0,221,0],[220,1,221,1],[220,2,221,2],[220,5,221,5],[222,0,226,0],[222,1,226,1],[222,2,226,2],[222,5,226,5],[227,0,230,0],[227,1,230,1],[227,2,230,2],[227,5,230,5],[231,0,232,0],[231,1,232,1],[231,2,232,2],[231,5,232,5],[233,0,234,0],[233,1,234,1],[233,2,234,2],[233,3,234,3],[233,5,234,5],[235,0,236,0],[235,1,236,1],[235,2,236,2],[235,4,236,4],[235,5,236,5],[237,0,239,0],[237,1,239,1],[237,2,239,2],[237,4,239,4],[237,5,239,5],[240,0,240,5],[243,0,247,0],[243,1,247,1],[243,2,247,2],[243,5,247,5],[243,6,247,6],[249,0,254,0],[249,1,254,1],[249,2,254,2],[249,5,254,5],[249,6,254,6],[255,0,259,0],[255,1,259,1],[255,2,259,2],[255,5,259,5],[255,6,259,6],[260,0,261,0],[260,1,261,1],[260,2,261,2],[260,3,261,3],[260,5,261,5],[260,6,261,6],[262,0,264,0],[262,1,264,1],[262,2,264,2],[262,5,264,5],[262,6,264,6],[265,0,266,0],[265,1,266,1],[265,2,266,2],[265,4,266,4],[265,5,266,5],[265,6,266,6],[268,0,268,5],[269,0,270,0],[269,1,270,1],[269,2,270,2],[269,5,270,5],[269,6,270,6],[274,0,276,0],[274,1,276,1],[274,2,276,2],[274,4,276,4],[274,5,276,5],[274,6,276,6],[278,0,279,0],[278,1,279,1],[278,2,279,2],[278,4,279,4],[278,5,279,5],[278,6,279,6],[281,0,282,0],[281,1,282,1],[281,2,282,2],[281,4,282,4],[281,5,282,5],[281,6,282,6],[283,0,284,0],[283,1,284,1],[283,2,284,2],[283,4,284,4],[283,5,284,5],[283,6,284,6],[285,0,285,5],[292,0,294,0],[292,1,294,1],[292,2,294,2],[292,5,294,5]]}
[]
["#","Item","العن","description (EN)","الوصف","Unit"]
[{"$nulls":5},"الواحدة"]
[" Constructional Works  الأعمال الإشائة"]
[1,"Excavation - Rock","حفات صخة","Excavation (rock) down to the level of columns and walls' foundation,","حفات (الصخور) وصولا إ مستوى أساسات الأعمدة والجدران","m³"]
[2,"Excavation - Soil","حفات ترابة","Excavation (different soil types) down to the level of columns and walls' ","حفات ترابة وح  الوصول إ مستوى أساسات الأعمدة والجدران .","m³"]
[{"$nulls":3},"foundation"]
[3,"Backfilling","ردمات","Backfill the open pits and trenches using materials approved by the supervisor ","ردم الحفر والخنادق المفتوحة استخدام المواد المعتمدة من قل المهندس الم ف (مواد الردم: ","m³"]
[{"$nulls":3},"engineer (backfilling materials: either ","إما من نفس الموقع ، مواد محفورة معتمدة أو "]
[{"$nulls":3},"from the same site, approved excavated materials or by using gravels)","استخدام الح)"]
[4,"Demolition of Damaged and Cracked Walls ","هدم الجدران التالفة والمشققة","Demolishing of damaged and cracked walls, work shall be done manually or using machinery as available and appropriate for each site.","هدم الجدران التالفة والمشققة ، وتم العمل ","m³"]
[{"$nulls":4},"دوي أو استخدام الآلات المتاحة والمناسة لل موقع. ."]
[5,"Removal of Excavation Spoil and Debris ","ترحل نواتج الحفر والانقاض","Removal and transport of excavated materials or rubbles to approved ","زالة ونقل المواد المحفورة أو الأنقاض إ المكات لمعتمدة حث لا سب أي  ر للأرض الطبعة أو الزراعة.","m³"]
[{"$nulls":3},"dumpsites, so it does not cause any damage to human or agricultural land."]
[6," Plain Concrete  250 kg/m³","بتون ارضات عار 250كغ/م3","Provide and pouring concrete of 250 kg/m³ cement grade to cover cracks or ","تقدم وصب بتون ارضات عار 250 كغ.م3 للأرضات وتغطة الشقوق","m³"]
[{"$nulls":3},"cover flooring"]
[7,"Cyclopean (Immersed ","بتون مغموس 250 كغ / م3","Provide and pouring cyclopean concrete of 250 kg/m³ cement grade to construct ","تقدم وصب بتون مغموس عار 250 كغ.م3 للعنا الاشائة","m³"]
[null,"Stone) Concrete 250 kg/m³",null,"elements"]
[8,"Reinforced concrete of ","بتون مسلح 350 كغ أسمنت ","Provide and pouring reinforced concrete of 350 kg/m³ cement grade ","تقدم وصب بتون مسلح عار 350 كغ / م 3  و ","m³"]
[null,"350 kg cement/m³, 60 kg steel rebar/m³","/ م 3 ، 60 كغ حدد سليح / م 3","and 60 kg steel rebar/m³ to according to the instructions of supervisor ","60 كغ من حدد السليح / م 3 حسب تعلمات المهندس الم ف."]
[9,"Reinforced concrete of ","بتون مسلح 350 كغ أسمنت ","engineer","تقدم وصب بتون مسلح عار 350 كغ / م 3 و ","m³"]
[null,"350 kg cement/m³, 70 kg steel rebar/m³","/ م 3 ، 70 كغ حدد سليح / م 3","Provide and pouring reinforced concrete of 350 kg/m³ cement grade ","70 كغ من حدد السليح / م 3 حسب تعلمات المهندس الم ف."]
[{"$nulls":3},"and 70 kg steel rebar/m³ according to the instructions of supervisor engineer."]
[10,"Concrete ramp"," إشاء منحدر   بتو  (رمة بتونة) .","Construction of a concrete ramp with a maximum slope 1:10 and a minimum width of 90 cm of 250 kg/m³ cement grade..","إشاء منحدر بتو  حد أق انحدار 1:01 ","m³"]
[{"$nulls":4},"وعرض90 سم عار أسمنت 250 كغ/م3."]
[11,"20 cm block "," لوك 20 سم","Supply and install hollow bricks ","ورد وت ركب الطوب المف غ 40( * 02 * 20 سم) ","m2"]
[{"$nulls":3},"(40*20*20 cm) with 250 kg/m³ density for completing internal and external ","كثافة 250 كغ / م 3 لتمل الجدران الداخلة والخارجة  وجميع أعمال الشطب ذات الصلة "]
[{"$nulls":3},"walls and filling open holes and all ","ًوفقا لتعلمات المهندس الم ف."]
[{"$nulls":3},"related finishing works according to the instruction of the supervisor engineer."]
[12,"15 cm block "," لوك 15 سم","Supply and install hollow bricks ","ورد وت ركب الطوب المف غ 40( * 02 * 15 سم) ","m2"]
[{"$nulls":3},"(40*20*15 cm) with 250 kg/m³ density for completing internal and external ","كثافة 250 كغ / م 3 لتمل الجدران الداخلة والخارجة وسد الفتحات المفتوحةأعمال "]
[{"$nulls":3},"walls and filling open holes. and all ","الشطب ذات الصلة وفقا لتعلمات المهندس "]
[{"$nulls":3},"related finishing works according to the instruction of the supervisor engineer.","ً"]
[{"$nulls":4},"الم ف"]
[13,"10 cm block "," لوك 10 سم","Supply and install hollow bricks ","ورد وت ركب الطوب المف غ 40( * 02 * 10 سم) ","m2"]
[{"$nulls":3},"(40*20*10 cm) with 250 kg/m³ density for completing internal and external ","كثافة 250 كغ / م 3 لتمل الجدران الداخلة والخارجة وسد الفتحات المفتوحة وأعمال "]
[{"$nulls":3},"walls and filling open holes. all related finishing works according to the instruction of the supervisor engineer.","الشطب ذات الصلة وفقا لتعلمات المهندس "]
[{"$nulls":4},"ً"]
[{"$nulls":4},"الم ف"]
[14,"Stone wall","تقدیم وبناء حجر صخري","Provide and install hand fixed normal rock for completing walls tand all ","توف  وت ركب صخور عادة مثتة دوًا لاستمال ","m²"]
[{"$nulls":3},"related finishing works according to the instruction of the supervisor engineer.","لجدران ، وجميع أعمال الشطب ذات الصلة وفقا "]
[{"$nulls":4},"ً"]
[{"$nulls":4},"لتعلمات مهندس الهدف ."]
[15,"Stone frame for window or door","ش  حجري للأبواب والنوافذ","Provide and install stone frame for doors and windows","توف  وت ركب إطار حجري للأبواب والنوافذ","m"]
[16,"Cement plastering","زرقة اسمنة","Cement plastering (max thickness 25 mm) with using cement 250 kg/m³ , ","زرقة اسمنة سماة عظ 25 مم استخدام ","m²"]
[{"$nulls":3},"finish surface should be ready for ","عار الأسمنت 250 كغ / م 3 جب أن كون سطح "]
[{"$nulls":3},"painting according to the instructions of supervisor engineer.","الإنهاء جاهزا للدهان حسب تعلمات المهندس "]
[{"$nulls":4},"ً"]
[{"$nulls":4},"الم ف"]
[]
[17,"Cement plastering ( one layer )","زریقة اسمنتیة وجھ واحد ( خشنة أو ناعمة)","Cement plastering (max thickness 20 mm) in one coats (coarse or soft) with ","زرقة اسمنة (أق سمك 20 مم) وجه واحد ","m²"]
[{"$nulls":3},"using cement  250 kg/m³ in 2layers , finish surface according to the instructions of supervisor engineer.","(خشن أو ناعم) استخدام عار الأسمنت 250 كغ "]
[{"$nulls":4},"/ م 3 ينفذ ع طقت  ، جب أن كون سطح الإنهاء حسب تعلمات المهندس الم ف"]
[18,"Crack Filling ","املاء الشققات","Fixing cracks in walls with cement mortar of 400 kg/m3 with the addition ","عارمعالجة  ال400 كغ/شققاتم 3   مع الجدرانإضافة  شك المونة معد الأسمنة ","m"]
[{"$nulls":3},"of metal or plastic mesh according to the instructions of the supervisor engineer.","لاس  أو "]
[{"$nulls":4}," حسب تعلمات المهندس الم ف."]
[19,"Filling Gaps Between ","املاء التشققات بین النوافذ والابواب  ","Fill all spaces between (door or window) and (wall) with mortar and all necessary","ملاء الفراغات ب  الابواب والنوافذ مونة اسمنة عار 400كغ/م3","lumpsum"]
[null,"Windows/Doors and Walls "]
[20,"Close a hole in the wall ","إغلاق فتحات بأبعاد 03 – 05 سم بالجدران  ","Close hole in wall width (30-50cm) and height (30-50cm), with cement mortar ","اغلاق فتحات عرض الحائط 50-30( سم) وارتفاع ","lumpsum"]
[null,"(30-50 cm)",null,"1:3 mix with all necessary","50 -30( سم) ، ملاط اسمن   1: 3 خلط مع ل "]
[{"$nulls":4},"ما لزم"]
[21,"Close a hole in the wall ","إغلاق فتحات بأبعاد 05 – 001 سم بالجدران  ","Close hole in wall width (50-100cm) and height (50-100 cm), with cement mortar 1:3 mix with all necessary","اغلاق فتحات عرض الحائط 100-50( سم) وارتفاع 100 -50( سم) ملاط أسمن   1: 3 خلط مع ل ما لزم","lumpsum"]
[null,"50- 100cm)"]
[22,"Waterproofing - acrylic based material"," دهان عزل مطاط ال   ","Supply and install insulation material ","ورد وت ركب مادة عازلة مطاط الك لتأسس دهان الأسقف والجدران مادة عازلة من الألك ","m²"]
[{"$nulls":3},"Rubber Acrylic for roofs and walls foundations’ insulation material is the ","المطاط"]
[{"$nulls":3},"rubber acrylic"]
[23,"Ceramic Floor Tiles ","س امك ارضات ","Provide and installation of ceramics floors with skirting and all necessary to ","ورد وت ركب س امك أرضات مع حواف ول ما ","m²"]
[{"$nulls":3},"complete the work","لزم لأتمام العمل"]
[24,"Stone tile flooring","تقدم وت ركب لاط حجري","Install crushed stone tiles for all damaged floors","ت ركب لاط حجري لجميع الأرضات المت رة","m²"]
[25,"Ceramic Wall Tiles ","س امك جدران","Install ceramic wall tiles ","ت ركب لاط س امك للجدران","m²"]
[26,"Emulsion (Plastic) Paint ","دهان لاس ","Emulsion paint for walls, this includes prep work for the wall (Remove the ","دهان طرش للجدران ، وشمل ذلك الأعمال (إزالة الطلاء القدم التالف الفرشاة والصنفرة ووضع المعجون) ع طقت  .","m²"]
[{"$nulls":3},"damaged old paint by brush, sanding and applying putty) then two coats of paint."]
[27,"Oil-based paint","دهان زا ","Oil-based paint for walls, this includes prep work for the wall (Remove the ","دهان زا  للجدران ، وشمل ذلك الأعمال (إزالة الطلاء القدم التالف الفرشاة والصنفرة ووضع المعجون) ع طقت  .","m²"]
[{"$nulls":3},"damaged old paint by brush, sanding and applying putty) then two coats of paint."]
[28,"Tyrolean Spray Finish ","رشة ت ولة","White cement exterior wall plaster 400 kg/m3","رشة ت ولة من الخا رج بسمنت أبض عار 004 كغ/ م3","m²"]
[29,"Tile Polishing ","ج  لاط","Cleaning and polishing floor tiles with cement mortar and all needed","ج  لاط مع روة اسمنة و ل ما لزم","m²"]
[30,"Liquid Bitumen ","بتوم  (زفت سائل)","Liquid asphalt for roofs and walls foundations insulation","الزفت السائل لعزل الأسطح وأساسات الجدران","m²"]
[31,"Galvanized Zinc Sheets ","صفائح الزنك (التوتاء)","Provide and installing of Zinc panels for roofs","تقدم وتكب صفائح الزنك (التوتاء) للأسقف","m²"]
[32,"Tarpaulin for roofs","شادر للأسقف","Provide and installing of tarpaulin for roofs","تقدم وت ركب شادر للأسقف","m²"]
["Doors and Windows Works أعمال الأبواب والنوافذ "]
[33,"Wooden windows","نوافذ خشة","Provide and install a wooden window with 2 hinges for each side, 5 mm ","تقدم وت ركب نافذة خشة مفصلات عدد 2 ","m²"]
[{"$nulls":3},"glazing, frame, lock and handles, and all other accessories, filling the spaces ","الزجاج سماة 5 مم مع جميع الملحقات ومء "]
[{"$nulls":3},"between the wall and the door frame using mortar, spraying foam, silicon.","لفراغات ب  الجدار و إطار الاب استخدام الملاط ورش الرغوة والسلكون."]
[34,"Window/Door Trims ","حواجب للنوافذ والابواب","Install a wooden casing for window or door, width 5 cm) and thickness (1 cm), ","تم ت ركب حاجب خش  للنافذة أو الاب عرض 5 سم و سماة  1سم ومء الفراغات ب  الجدار و إطار الاب استخدام الملاط ورش الرغوة والسلكون.","m"]
[{"$nulls":3},"this includes filling the spaces between the wall and the door frame using mortar, spraying foam, silicon."]
[35,"Plywood Wooden door","ابواب خشة ليوود","Install a plywood door, complete with ","ت ركب اب من الخشب الليوود (الإطار ، الغلاف ، الدعائم الجانة ، القفل ، المقض ، المفصلات) وجميع الملحقات الاخرى ومء الفراغات ب  لجدار و إطار الاب استخدام الملاط ورش الرغوة والسلكون.","m²"]
[{"$nulls":3},"(frame, casing, side jambs, lock, handle, hinges) and all other accessories, filling "]
[{"$nulls":3},"the spaces between the wall and the door frame using mortar, spraying foam, silicon."]
[]
[36,"Pinewood door","ابواب خشة صنر","Install a pine wood class 3 door internal and or external use, complete with ","ت ركب اب من خشب الصنر فئة 3 للاستخدام الداخ  مع ل ما لزم من اطار ات جانة وقفل و 3مفصلات ومء الفراغات ب  الجدار و إطار الاب استخدام الملاط ورش الرغوة والسلكون.","m²"]
[{"$nulls":3},"(frame, casing, side jambs, lock, handle,3 hinges) and all other "]
[{"$nulls":3},"accessories,. filling the spaces between the wall and the door frame using mortar, spraying foam, silicon."]
[37,"Replacement of Wooden Jambs ","اسدال عوارض خشة","Replace wooden door jambs with pine wood frame third class width 12 cm ","اسدل عضادات الأبواب الخشة بطار من ","m"]
[{"$nulls":3},"Thickness of 5 under coat and two coats of paints with necessary accessories to retain the door to the intended use","خشب الصنر فئة ثالثة عرض 12 سم سماة 5 سم مع ل ما لزم"]
[38,"Window/Door Glass ","زجاج  نوافذ وأبواب","Supply and install glass thickness of 5 mm for window, with all necessary to ","رد وت ركب زجاج نوافذ أو أبواب سماة 5 مم مع ","m²"]
[{"$nulls":3},"complete the work","ل ما لزم لاتمام الاعمال"]
[39,"Polycarbonate ","بو  كون","Supply and install Polycarbonate glass plates plate thickness of 5 mm for window, with all necessary to complete ","رد وت ركب لح زجاج بو  كونات سماة 5 مم للنافذة مع ل ما لزم لاتمام العمل","m²"]
[{"$nulls":3},"the work"]
[40,"filling the spaces ","مء الفراغات ب  الجدار و إطار الاب","Repair frame for required wooden doors, includes filling the spaces ","إصلاح للأبواب الخشة المطلة ، وشمل مء ","PCs"]
[null,"between the wall and the ",null,"between the wall and the door frame using mortar, spraying foam, silicon","لفراغات ب  الجدار و إطار الاب استخدام الملاط ورش الرغوة والسلكون."]
[null,"door frame"]
[41,"Repair of wooden door or widow","اصلاح ابواب أو نافذة الخشة","Repair wooden door including reinstalling lock, hinge, handle, or close an opening that ranges in dimension ","إصلاح الاب الخش  ما   ذلك إعادة تبت ","PCs"]
[{"$nulls":3},"between 50 to 100 cm in length and 20 to 50 cm in width with all necessary necessary to complete the work","القفل أو المسكة مع اغلاق الفتحات أعاد من 05 ا 100 سم طول ومن 20 ا 50 سم عرض مع "]
[{"$nulls":4},"ل ما لزم"]
[42,"Paint of wooden door","دهان ابواب خشة","Paint wooden door, including jambs and casing, fill all cracks sanding, and paint ","دهان الاب الخش  ، ما   ذلك القوائم والغلاف ","m²"]
[{"$nulls":3},"primer coat, then2 coats","، وملء جميع الشقوق والصنفرة ، ودهان الطلاء الأساس ، ثم طقي  "]
[43," door hinges","مفصلات ابواب","Install hinges for wooden doors, with all necessary to complete the work","ت ركب مفصلات للأبواب الخشة مع ل ما لزم لإتمام العمل","PCs"]
[44,"Concrete chimney","مدخنة بتونة","Provide and installing a 4-inch diameter concrete chimney","ت ركب مدخنة بتونة قطر 4 اش","ml"]
[45,"Door stone ","عتة حجر الاب","Install stone for the bathroom, kitchen, or entrance door. Dimensions according ","ت ركب عتة حجة للحمام أو المطبخ أو اب ","PCs"]
[{"$nulls":3},"to the opening, thickness 2cm minimum, ","المدخل. الأعاد حسب الفتحة سمك 2 سم عل الأقل وعرض 20 سم مع ل ما لزم لإمال العمل"]
[{"$nulls":3},"20 cm in width with all necessary to complete the work"]
[46,"Replace wooden door or window lock and handle","استبدال قفل ومقبض لباب خشبي او نافذة خشبیة","Replace wooden door or window lock and handle, with all necessary to ","اسدال قفل ومقض اب او نافذة مع ل ما لزم","PCs"]
[{"$nulls":3},"complete the work"]
[47,"Wooden door lock","قفل باب خشبي","Install a new lock for required wooden doors with all necessary to complete ","ت ركب قفل جدد للأبواب الخشة المطلة مع ","PCs"]
[{"$nulls":3},"the work","ل ما لزم لإتمام العمل"]
[48,"Wooden partition","قاطع خشبي","Install wooden partition including frame and all required item for fixing the ","ت ركب فاصل خش  متضمن الهل ول ما لزم لتبت الألواح الخشة","m²"]
[{"$nulls":3},"wooden panels"]
[49,"Laminated wood panels","الواح خشة","Supply and install laminated wood panels with wooden to closing the gaps above doors and windows with ","ورد وت ركب الألواح الخشة لسد الفجوات فوق ","m²"]
[{"$nulls":3},"dimension width (140-160) cm and height (25-40) cm according to the instructions of supervisor engineer.","الأبواب والشابك عرض أعاد 140 ا 160 سم "]
[{"$nulls":4},"عرض و من 25 ا   40سم الارتفاع حسب توجيهات تالمهندس الم ف"]
[50,"Steel door","اب حدد","Supply and install of steel doors t with metal handle and frame section 3X4 CM Profile and the door Profile section door is covered with iron sheet thickness of 2 mm. with Lock/keys and 3 hinges 16 ","تورد وت ركب أبواب فولاذة مقض معد  مع ","Kg"]
[{"$nulls":3},"mm) spray painted with 1 layer of prime coat and 2 coats of oil-based paint","قفل / مفاتيح و 3 مفصلات 16 مم) مع بخ دهان "]
[{"$nulls":4},"اساس وطقت  زا  ول ما لزم"]
[51,"Steel window","نافذة معدنة","Supply and install iron casement window with frame section 3X4 CM ","تورد وت ركب نافذة ابة حددة مع قفل ","Kg"]
[{"$nulls":3},"profiles and the window section profile ","ومفصلت  12 مم بخ دهان اساس وطقت  زا  ول ما لزم"]
[{"$nulls":3},"3X4 CM with glazing, with a Lock and "]
[{"$nulls":3},"2 hinges (12 mm) good quality for each side with spray painted with 1 layer of prime coat and 2 coats of oil-based paint"]
[]
[52,"Painting or Repainting Steel Window ","تده  أو اسدال دهان نافذة حددة","Install/replace steel window casement spray painted with 1 layer of prime coat and 2 coats of oil-based paint","ت ركب او اسدال دهان النافذة الفولاذة المطلة ","m²"]
[{"$nulls":4},"طقة اساس وطقت  دهان زا "]
[53,"Steel Frame to Fix Door or Window ","اطار فولاذي لتثبیت باب او نافذة","Fixing steel frame for door or window","تبت إطار فولاذي للاب أو النافذة","PCs"]
[54,"Repair of Metal Door or Window ","اصلاح اب او نافذة معدنة","Repair steel door or window including closing holes and reinstalling lock, ","إصلاح الاب أو النافذة الفولاذة ما   ذلك غلق الفتحات وعادة ت ركب القفل أو المفصلة أو المقض أو إغلاق الفتحة صاج من الصلب المجلفن سمك 2 مم وضافة قضب حدد مسطح مع لحام عل الأبواب القدمة أعاد مختلفة مع جميع العناض اللازمة لإمال العمل","PCs"]
[{"$nulls":3},"hinge, handle, or close an opening with galvanized steel sheet thickness 2 mm "]
[{"$nulls":3},"and adding flat iron bar with welding on old doors with different dimension with "]
[{"$nulls":3},"all necessary necessary to complete the "]
[{"$nulls":3},"work"]
[55,"Steel door handle and lock","مقض وقفل اب معد ","Install a new lock and handle for required steel doors","ت ركب قفل ومقض جددين للأبواب الفولاذة المطلة","PCs"]
[56,"Painting a Metal Door ","دهان اب معد ","Paint steel door and frame, sanded, spray painted with 1 layer of prime coat and 2 ","دهان اب وطار معد  ع طقة اساس وطقت  دهان زا ","PCs"]
[{"$nulls":3},"coats of oil-based paint"]
[57,"Replacement of Steel ","استبدال مفصلات حدیدیة","Replace hinges for steel doors, with all necessary to complete the work","اسدل مفصلات الأبواب الحددة ل ما لزم لإتمام العمل","PCs"]
[null,"Hinges "]
[58,"Polycarbonate ","لوح بولي كربونات","Supply and install Polycarbonate glass plates plate thickness of 5 mm for steel window, with all necessary to complete ","رد وت ركب لح زجاج بو  كونات سماة 5 مم للنافذة الحددة مع ل ما لزم لاتمام العمل","m²"]
[{"$nulls":3},"the work"]
[59,"Glass for Windows ","زجاج نوافذ","Supply and install glass thickness of 5 mm for steel window, with all necessary ","ورد وت ركب زجاج شاك حددي سماة 5 مم مع ","m²"]
[{"$nulls":3},"to complete the work","ل ما لزم لاتمام الاعمال"]
[60,"Steel handrail","درابزون معدني","Install safety tools to prevent falls, such as steel handrails not less than 90cm high","ت ركب مانع السقوط الدرابن معد  ارتفاع 09 سم","kg"]
[61,"Steel security bars","شبك معدني للنوافذ","Install window's steel security bars, with all necessary to complete the work","ت ركب قضان أمان من الصلب للنافذة مع ل ما ","kg"]
[{"$nulls":4},"لزم لإتمام العمل"]
[62,"External Metal Gate ","بواة معدنة خارجة","Install external steel gate for building","ت ركب بواة معدنة خارجة للبناء","kg"]
[63,"Slide-Bolt Lock ","قفل اب مزلاج","Install a door latch lock on steel door","تبت قفل مزلاج الاب عل الاب الصلب","PCs"]
[64,"Metal Handrail for Persons with Disabilities ","درابزین معدني لذوي ","Supply and install metal pipe 2 mm thickness 5 cm diameter hollow section Disability Handrail","تورد وت ركب ماسورة معدنة 2 مم قطر 5 سم ","m"]
[null,null,"الاحتیاجات الخاصة",null,"مقطع مجوف درابن ذوي احتاجات خاصة"]
[65,"Stainless Steel Grab Bar for Toilets ","قضة فولاذة للمراحض","Supply and Install steel handles for ","تورد وت ركب مقاض فولاذة للمراحض","PCs"]
[{"$nulls":3},"Toilets"]
[66,"Water tank base","قاعدة خزان معدني","Supply and install elevated metal base for fixing water tank on using metal ","ورد وت ركب قاعدة معدنة مرتفعة لتبت خزان ","kg"]
[{"$nulls":3},"tubes profile (4x4) cm thickness of 4mm and angles 3x3 cm thickness of 4mm ","الماە استخدام أنابب معدنة سماة 4  × 4 سم "]
[{"$nulls":3},"with base spray painted with 1 layer of prime coat and 2 coats of oil- based paint","سمك 4مم وزواا 3  × 3 سم سمك 3 مم مع قاعدة مطلة طقة واحدة من أساس وطقي   "]
[{"$nulls":4},"دهان زا "]
[67,"Aluminum sliding window","نافذة المنيوم","Install aluminum sliding window complete with the frame, glazing fixed ","بت نافذة م  لقة من الألومنيوم املة مع الإطار ، والزجاج المثت الخرز الزجا   ومختوم المطاط ","m²"]
[{"$nulls":3},"by glazing bead and sealed with rubber, lock, rollers, sliding panel, weather ","، والقفل ، والكرات ، واللوحة الم  لقة ، وجميع "]
[{"$nulls":3},"stripping, and all necessary accessories and wire mesh fly screen. this includes ","الملحقات اللازمة وشكة سلة. وشمل ذلك ملء "]
[{"$nulls":3},"filling the spaces between the wall and the door frame using mortar, spraying foam, silicon.","الفراغات ب  الجدار وطار النافذة استخدام الملاط ورش الفوم والسلكون."]
[68,"Single Sliding ","فردة نافذة المنيوم م  لقة","Install aluminum sliding window panel with glazing and sealed with rubber, and lock.","ركب فردة نافذة م  لقة من الألومنيوم مع زجاج  ومختومة المطاط وقفل.","m²"]
[null,"Aluminum Sash "]
[69,"External Polycarbonate ","نافذة خارجیة بولي كربون","Supply and install Polycarbonate glass plates plate thickness of 5 mm for window with the installation of rubber ","رد وت ركب لح زجاج بو  كونات سماة 5 مم للنافذة مع ت ركب عازل مطاط","m²"]
[null,"Window ",null,"sealant"]
[70,"Glass for Aluminum Window ","زجاج نوافذ المنيوم","Supply and install glass for window thickness of 5 mm for window with the installation of rubber sealant Glass ","تورد وت ركب زجاج النافذة سمك 5 مم للنافذة مع ت ركب مانع ب من المطاط جب ان كون اللح الزجا   خا  من العيوب والسور او اي عيوب اخرى","m²"]
[{"$nulls":3},"panel must be free of from flaws, fractures, or any other defects"]
[]
[71,"Maintenance of ","صیانة نوافذ او ابواب المنیوم او ","Maintenance of Aluminum or PVC Items ","صانة مواد الألمنيوم أو ) PVCالأبواب والنوافذ) إصلاح الاب أو النافذة ما   ذلك غلق الفتحات وصلاح العنا التالفة وعادة ت ركب القفل أو المفصلة أو المقض أو اللور مع جميع العناض اللازمة لإمال العمل","PCs"]
[null,"Aluminum or PVC doors and windows","PVC","(doors and windows), Repairing the door or window, including closing holes, repairing damaged items, and "]
[{"$nulls":3},"reassembling the lock, hinge, handle, or glass with all items necessary to complete the work."]
[72,"Aluminum door","اب المنيوم","Supply and install painted aluminum door width 6 cm with frame, side jambs, ","ورد وت ركب اب الألمنيوم المط  عرض 6 سم مع إطار ودعامات جانة وقفل ومقض مع ألواح حشو PVC وقضان وس وشمل ذلك ملء الفراغات ب  الحائط وطار الاب استخدام الملاط ورش الرغوة والسلكون.","m²"]
[{"$nulls":3},"lock, handle with the installation PVC infill panels and middle bars this "]
[{"$nulls":3},"includes filling the spaces between the wall and the door frame using mortar, spraying foam, silicon."]
[73,"PVC door","PVC اب","Supply and install ready-made PVC door in brown or white color including all accessories. ","تورد وت ركب اب   PVCجاهز أو اللون الأبض او الب   شامًلا جميع الملحقات.","PCs"]
[74,"PVC window","نافذة PVC","Supply and install ready-made PVC window brand in brown or white color including all accessories. ","ت ركب نافذة   PVCجاهز أو اللون الأبض او الب   شامًلا جميع الملحقات.","PCs"]
[" sanitation and water Works الأعمال الصحة"]
[75,"Porcelain washbasin","مغسلة بورسلان","Supply and install of porcelain washbasin with a column Turkey brand, ","ورد وت ركب حوض بورسلان عمود ت ركة المشا ","PCs"]
[{"$nulls":3},"with dimension (55x43) cm and with accessories and fixing on wall with ","او ماعادلها أعاد  (55X43)سم وملحقاته وتبته عل الحائط مع إضافة سلكون أبض أو شفاف لسد الفجوات ب  الحوض ومحطه حسب تعلمات المهندس الم ف."]
[{"$nulls":3},"adding white or transparent silicon to "]
[{"$nulls":3},"close the gaps between the sink and its surrounding according to the instructions of supervisor engineer"]
[76,"Stainless steel washbasin","مج ستانلس سل","Supply and install of steel washbasin with average dimensions (70x60) cm ","تورد وت ركب حوض غسل صلب أعاد وسطة ","PCs"]
[{"$nulls":3},"and with accessories and fixing on wall "," (60X70)سم وملحقاته وتبته عل الحائط مع إضافة سلكون أبض أو شفاف لسد الفجوات ب  "]
[{"$nulls":3},"with adding white or transparent silicon to close the gaps between the sink and ","الحوض ومحطه حسب المجال وتعلمات المهندس الم ف ."]
[{"$nulls":3},"its surrounding according to the field and the instructions of supervisor "]
[77,"Water tap","حنفة","Install a copper core water tap, with all necessary to complete the work","ت ركب حنفة ماە نحاس مع ل ما لزم لإمال العمل","PCs"]
[78,"Water mixer","خلاط","Supply and install water mixer copper covered with chrome according to the field and the instructions of supervisor engineer.","ورد وت ركب خلاطة ماە نحاسة مغطاة الروم حسب المجال وتعلمات المهندس الم ف","PCs"]
[79,"washbasin","لاط مج","Install a marble table with a thickness of ","ت ركب طاولة من الرخام سمك 5-2 سم جانب الحوض وتضمن البند ت ركب وقافات للمجل من الحجر سماة سم3 ا 5 سم والتبت والعزل لمنع ب الماء ,مع ل ما لزم لإمال العمل","m²"]
[{"$nulls":3},"2-5 cm next to the sink. The item includes installing stone stops for the "]
[{"$nulls":3},"sink with a thickness of 3 cm to 5 cm, fixing and insulation to prevent water "]
[{"$nulls":3},"leakage, along with everything necessary to complete the work."]
[80,"squat toilet"," مرحاض عربي","Provision and Replacement of damaged squatting pan by new porcelain squatting ","ركب واسدال حوض القرفصاء التالف مراحض من البورسلان الابض جددة لجلوس القرفصاء. ","PCs"]
[{"$nulls":3},"W.C. (L=55, W=30, H=27) cm and "," سم وتم ت ركيبها مع (W ،55 = L = 30، 27 = H)"]
[{"$nulls":3},"installs it with (S connection) and all required fittings & accessories.","(وصلة  (Sوجميع والاسسوارات المطلة."]
[81,"Western (Seated) Toilet ","مرحاض افرنجي","Provide and install a toilet seat, including all accessories needed (Elbow and pipes), fixation with mortar (sand ","تقدم وت ركب المرحاض ، وشمل الأعمال جميع الملحقات اللازمة (الع والمواس) والتبت ","PCs"]
[{"$nulls":3},"and cement) and according to supervisor engineer instructions.","المونة (الرمل والاسمنت) و وفق تعلمات "]
[{"$nulls":4},"المهندس الم ف"]
[82,"Shattaf (Handheld Spray) ","سكر مع خرطوم","Install a hand spray complete set in the latrine, with all necessary to complete ","ركب مجموعة املة من سكر مع خرطوم لتخدم المرحاض ، مع ل ما لزم لإمال العمل","PCs"]
[{"$nulls":3},"the work"]
[83," floor trap","الوعة","Supply and install stainless steel floor trap with cover,","تورد وت ركب الوعة أرضة من الاستانلس سل","PCs"]
[84,"0.5\" PPR pipes","PPR \"0.5 بواري","Provide and install PPR pipes for drinking water system 0.5 inc, thickness ","ت ركب مواس PPR لنظام ماە ال ب 0.5 اش ","m"]
[{"$nulls":3},"not less than 3.5mm, pressure 10 bar All accessories of metal joint, ends and ","جب أن تكون  (PPR)، سمك لا قل عن 3.5 مم "]
[{"$nulls":3},"connections","، ضغط 10 ار جميع الملحقات للوصلات والنهاات والتوصلات معدنة"]
[]
[85,"0.75\" PPR pipes"," PPRبواري 57.0\"","Provide and install PPR pipes for drinking water system 0.75 inch \"M\" Pipes used for this system must be ","قدم وت ركب بواري (PPR) 0.75 اش ، سمك لا ","m"]
[{"$nulls":3},"(PPR), thickness not less than 3.5mm, pressure 10 bar All accessories of metal joint, ends and connections","قل عن 3.5 مم ، ضغط 10 ار جميع الملحقات للوصلات والنهاات والتوصلات معدنة"]
[86,"1\" PPR pipes","PPR \"1 بواري","Provide and install PPR pipes for drinking water system 1 inch \"M\" Pipes used for this system must be (PPR), ","ت ركب أنابب PPR لنظام ماە ال رشب 1 بوصة  \"M\"الأنابب المستخدمة لهذا النظام جب أن تكون  (PPR)، سمك لا قل عن 3.5 مم ، ضغط ","m"]
[{"$nulls":3},"thickness not less than 3.5mm, pressure ","10 ار جميع الملحقات للوصلات والنهاات والتوصلات معدنة"]
[{"$nulls":3},"10 bar All accessories of metal joint, ends and connections"]
[87,"2\" PVC pipes","2\" PVC قساطل","Supply and install of PVC pipes, 2 inches diameter with compatible ","تقدم وت ركب قساطل 2 اش مع الحفر والردم حسب تعلمات المهندس الم ف","m"]
[{"$nulls":3},"accessories with digging and backfilling according to the instructions of "]
[88,"4\" PVC pipes","4\" PVC قساطل","Supply and install of PVC pipes, 4 inches diameter with compatible ","تقدم وت ركب قساطل 4 اش مع الحفر والردم حسب تعلمات المهندس الم ف","m"]
[{"$nulls":3},"accessories with digging and backfilling according to the instructions of "]
[89,"6\" PVC pipes","6\" PVC قساطل","Supply and install of PVC pipes, 6 inches diameter with compatible ","تقدم وت ركب قساطل 6 اش الحفر والردم حسب تعلمات المهندس الم ف","m"]
[{"$nulls":3},"accessories with digging and backfilling according to the instructions of "]
[90,"8\" PVC pipes","8\" PVC قساطل","Supply and install of PVC pipes, 8 inches diameter weight of with ","تقدم وت ركب قساطل 8 اش متوافقة مع الحفر والردم حسب تعلمات المهندس الم ف","m"]
[{"$nulls":3},"compatible accessories with digging and backfilling according to the instructions of supervisor engineer."]
[91,"Backfilling Over Pipes ","أعمال الردم فوق القساطل","Earthworks over drainage pipes with diameters of 2\", 3\", 4\", 6\", and 8\".","أعمال ردمات فوق قساطل ال ف أقطار 2\"-3\"-","M3"]
[{"$nulls":4},"\"8-\"6-\"4"]
[92,"250-Liter Metal Tank ","خزان معدني سعة 250 لتر","Provide and installing (250-liter, 1 mm thickness) water tank and with weight not less than 25 Kg all needed PPR connections, fittings, valves and all necessary to carry out the work according to the supervisor engineer ","توف  وت ركب خزان ماە سماة 250 ل رت ","PCS"]
[{"$nulls":3},"instructions","وسماة 1 مم بوزن لاقل 25 كغ وجميع الوصلات والصمامات اللازمة لـ   PPRول ما لزم لتنفذ الأعمال حسب تعلمات المهندس الم ف"]
[93,"1000-Liter Metal Tank ","خزان معد  سعة 1000 لي ","Provide and install a tank of thickness 1.2 mm type galvanized and size of ","تقدم وت ركب خزان سمك 1.2 مم ن ع مجلفن ","PCs"]
[{"$nulls":3},"1000 liters with a hole and a roof lock 50 * 50 cm and the dimensions of the tank 1 * 1 * 1 m with weight not less ","ومقاس 1000 لي  فتحة وقفل سقف 05 * 05 "]
[{"$nulls":3},"than 73 Kg with the and brass valve 1/2-","سم وأعاد الخزان 1 * 1 * 1 م بوزن لاقل عن 37 كغ مع صمام نحا س 2/1 بوصة عدد 3 وملحقات الحنفات"]
[{"$nulls":3},"inch number 3 and the accessories to "]
[{"$nulls":3},"the taps "]
[94,"2000-Liter Metal Tank ","خزان معد  سعة 2000 لي ","Provide and install a tank of thickness ","تقدم و ت ركب خزان سمك 1.4 مم ن ع مجلفن ","PCs"]
[{"$nulls":3},"1.4 mm type of galvanized and size of ","ومقاس 2000 لي  فتحة وقفل سقف 05 * 05 سم وأعاد الخزان 2 * 1 * 1 م بوزن لاقل عن "]
[{"$nulls":3},"2000 liters with a hole and a roof lock 50 * 50 cm and the dimensions of the tank 2 * 1 * 1 m with weight not less than 120 Kg with the and brass valve ","120 كغ مع صمام نحاس 2/1 بوصة عدد 3 وملحقات الحنفات"]
[{"$nulls":3},"1/2-inch number3 and the accessories "]
[95,"Float Valve ","فواشة","Install new floating valve for the water tanks, with all necessary to complete ","ت ركب صمام عائم جدد لخزانات الماە مع ل ما ","PCs"]
[{"$nulls":3},"the work","لزم لاتمام العمل"]
[96,"Rain Downpipes ","قساطل مطة","Provide and install pvc pipe2 inch for rainwater drainage gutter with all the necessary elbows and connection and fixing to the wall according to the directions of supervisor engineer","وف  وت ركب ماسورة 2 اش   pvcلمزراب ت ف ماە الأمطار مع جميع الأواع اللازمة والتوصل ","m"]
[{"$nulls":4},"والتبت عل الحائط حسب توجيهات المهندس الم ف."]
[97,"S-Trap ","ك ع رحة","Provision and installation of toilet trap ","تورد وت ركب ك ع مرحاض (ن ع  (Sافة التوصلات","PCs"]
[{"$nulls":3},"(S type) with all connections"]
[98,"Toilet Unclogging ","سلك المراحض","Mechanical Declogging of toilet drains and the sewage system the toilets must ","زالة الاسداد المان  لمصارف المراحض ونظام ً ل ف الص  ، جب تنظف المراح ًض وفراغها جدا يتم ت ف الماە جدا. جب أن يتم ذلك عن طق ضخ الماە  أو الحفر  إذا لزم الأمر","Lumpsum"]
[{"$nulls":3},"be cleaned and emptied well until the "]
[{"$nulls":3},"water is well discharged"]
["Electrical Works الأعمال الهائة "]
[99,"External  Cable Trunking ","تیب كھرباء خارجي","Install electrical wire flexible conduit to cover all uncovered electrical wiring","ت ركب قناة مرنة من الأسلاك الهائة لتغطة جميع الاسلاك","m"]
[]
[100,"Light point","نقطة ضوئة","Supply and installation of electrical lighting point, including installation of a single and braided regular cable with a thickness of (1.5 mm) made of copper ","ورد وت ركب نقطة إنارة كهائةو ت ركب ال ",null,"PCs"]
[{"$nulls":3},"with the necessary items such as: duct tape for concealed extension, plastic ","عادي منفرد ومضفر سمك 1.5( مم) مصن ع من "]
[{"$nulls":3},"channel before plastering, distribution ","النحاس قناة لاسكة قل التجصص ، صناديق "]
[{"$nulls":3},"boxes if needed, chassis, cover, switch, ","وزـع إذا لزم الأمر شاسه وغطاء ومفتاح ولمة 21 "]
[{"$nulls":3},"12 watts bulb for utilities, 18 watts bulb for rooms, and the main distribution box .","وات للمرافق ولمة  18وات للغرف وصندوق توزـع رئ ."]
[101,"Light  switch","طقة كهائة","Install electrical switch","ت ركب مفتاح كها ",null,"PCs"]
[102,"Power Outlet ","بریزكھربائي","Supply and install electrical socket outlet, for internal and external base ","تورد وت ركب مقس كها  للقاعدة الداخلة ",null,"PCs"]
[{"$nulls":3},"good brand 250V, 10 A in accordance with all applicable codes and ","والخارجة ما ركة جدة ، 250V ، 10  A وفقا "]
[{"$nulls":3},"regulations and as approved by the site ","ً"]
[{"$nulls":4},"لجميع الأواد واللوائح المعمول بها ووفقا لما وافق "]
[{"$nulls":4},"ً"]
[{"$nulls":4},"عله مهندس الموقع"]
[103,"Electrical outlet point","مأخذ كها ","engineer","ورد وت ركب مأخذ كها  جب أن شتمل العمل ",null,"PCs"]
[{"$nulls":3},"Supply and installation of the electrical outlet the work must include an "," ت ركب مخ ج كها  حراري من الدرجة الأو "]
[{"$nulls":3},"installation of a first-rate thermal ","الإضافة إ جميع الأسلاك اللازمة وال عادي منفرد ومضفر سمك 2( مم) مصن ع من النحاس"]
[{"$nulls":3},"electrical outlet, in addition to all the necessary wires, a single and braided "]
[{"$nulls":3},"regular cable with thickness of (2 mm) which made of copper extension"]
[104,"Knife Switch ","قاطع سكین","Install a new single room circuit breaker, with all necessary to complete the work","ت ركب قاطع دائرة جدد غرفة واحدة ، مع ل ما ",null,"PCs"]
[{"$nulls":4},"لزم لإمال العمل"]
[105,"Circuit Breaker","قاطع كھربائي","MCB - Miniature Circuit Breaker ","قاطع تار أوتوما  جهد الشغل 230 فولط عدد الأقطاب: قطب واحد. الاستطاعة 6A - 10A :",null,"PCs"]
[{"$nulls":3},"Operating voltage: 230V Number of poles: Single pole Power rating: 6A - "," - 25A .للمآخذ الهائة 16A - 20A .للإضاءة"]
[{"$nulls":3},"10A For lighting. 16A - 20A For electrical outlets. 25A - 32A For water heaters.","32A لللسخانات."]
[106," Distribution Board","علة قواطع","Provide and installing a circuit breaker box: Made of fire-resistant plastic or ","تقدم وت ركب علة قواطع: مصنوعة من اللاسك مقاوم للحق أو معدن مجلفن كها  للحماة من الصدأ .",null,"PCs"]
[{"$nulls":3},"galvanized metal with an electrostatic coating for rust protection. "]
[107,"Ventilation fan","مروحة تهة مرحاض","Install a mechanical ventilation fan for the latrines/kitchen and all needed materials and connections","ت ركب مروحة تهة مانكة للمراحض / المطبخ وجميع المواد والوصلات اللازمة",null,"PCs"]
[" اعمال الطاقة الشمسةSolar Works "]
[108,"250 W Solar Panel ","لح طاقة شمسة 250 واط","Provide and install solar panels ","تورد وت ركب الألواح الشمسة 250 وات فئة 42 فولت متعدد اللورات من الخلاا الهروضوئة مع ",null,"PCs"]
[{"$nulls":3},"250W,24V polycrystalline class origin of photovoltaic with all necessary","ل ما لزم"]
[109,"150 W Solar Panel ","لح طاقة شمسة 150 واط","Install a solar PV panel, 150-Watt, 12 V with all necessary","ت ركب لح طاقة شمسة ، 150 وات ، 12 فولت  مع ل ما لزم",null,"PCs"]
[110,"LED light strip","لید شریطي","Install led light strip with switch's","تبت  ط إضاءة LED مع مفتاح",null,"m"]
[111,"Charge controller","منظم شحن","Install a 30-amp charge controller with all related accessories","تبت وحدة تحم شحن قوة 30 أمب  مع جميع الملحقات ذات الصلة",null,"PCs"]
[112,"Gel Battery","بطاریة جل 210 امبیر","Provide and install rapped dry battery ","ت ركب طارة جافة مطة جل ، دورة عمقة سعة 210 أمب ،   12فولت مع ل ما لزم",null,"PCs"]
[{"$nulls":3},"GEL, deep cycle with capacity 210 A, "]
[{"$nulls":3},"12V with all necessary"]
[113,"Liquid battery","بطاریة سائلة 240 امبیر","Provide and install Liquid battery, with capacity 240 A, 12V with all necessary","ت ركب طارة جافة مطة جل ، دورة عمقة سعة 240 أمب ،   12فولت مع ل ما لزم",null,"PCs"]
[114,"Inverter","رافع جهد 3 ك ف آ","Provide and install inverter voltronic original, 3 KVA, single phase with all the needed protection breakers and ","ت ركب انفرتر فول رتونك اورجينال 3 ك.ف.أ أحادي الطور مع جميع قواطع الحماة اللازمة وملحقاتها",null,"PCs"]
[{"$nulls":3},"accessories"]
[115,"Solar Panel Mounting Base ","قاعدة الواح طاقة شمسة","Install an iron structure to mount the solar PV panels .","ركب هل حددي لألواح الشمسة الهروضوئة","ت","Kg"]
[116,"1.5 mm electrical cable","أسلاك تمدد  1.5 مم","Provide and install of copper cable 1.5 mm2 used for solar energy with all ","تقدم وت ركب كل نحا  1.5 مم للطاقة الشمسة ل ما لزم",null,"m"]
[{"$nulls":3},"necessary"]
[117,"10 mm electrical cable","ال كها 10مم","Provide and install of copper cable10 mm2 used for solar energy with all ","تقدم وت ركب كل نحا  10 مم للطاقة الشمسة ل ما لزم",null,"m"]
[{"$nulls":3},"necessary"]
[" الأعمال العامة والخارجةGeneral Works "]
[118,"Kerb Stones ","ردف ارصفة","Platform stones with all necessary","ردف ارصفة مع ل ما لزم",null,"m"]
[119,"Interlock stone "," حجر أنلوك","Interlock stone paving","ترصف حجر أنلوك",null,"m2"]
[120,"Repair of  Fence ","صانة سور شك معد ","Maintenance of metal mesh fence wall","صانة سور شك معد ",null,"m2"]
[121," Fence ","سور شك معد ","Provide and setup metal fence wall","تقدم و ت ركب سور شك معد ",null,"m2"]
[]
[122,"Sidewalk Tiles (Pavement/“Trottoir”) ","لاط أرصفة ( طرطوار )","Provide and installing of pavement tiles","تقدم و ت ركب لاط أرصفة ( طرطوار )","m2"]
[123,"Temporary support","دعم مؤقت للاسقف","Temporary support: provision and installation of metal supports ","الدعم المؤقت: توف  وت ركب دعامات معدنة ","m2"]
[{"$nulls":3},"temporarily for the work of supporting roofs during the removal and reconstruction of walls","شل مؤقت لأعمال دعم الأسقف أثناء فك وعادة "]
[{"$nulls":4},"بناء الجدران"]

{"sheet":"All BoQ items","index":10,"n_rows":126,"n_cols":6,"rows_kept":126,"hidden":true}
["Excavation - Rock","حفر - صخرة","Excavation (rock) down to the level of columns and walls' foundation, or for pipes trenches and septic tanks, excavation remnants must be moved to the nearest approved dumping site. according to the GOAL Engineer directions. The price of the excavation includes all the required works to ensure safety of workers and beneficiaries.","m³ ",null,"حفر ( صخر ) وصولا الى مستوى اساس الاعمدة والجدران او لخنادق القساطل و الجور الفنيه، ، يجب نقل بقايا الحفر إلى أقرب مكب معتمد وفقا لتوجيهات مهندس غول. يشمل سعر الحفريات كافة الأعمال المطلوبة لضمان سلامة العمال والمستفيدين."]
["Excavation - Soil","حفر - التربة","Excavation (different soil types) down to the level of columns and walls' foundation, or for pipes trenches and septic tanks, excavation remnants must be moved to the nearest approved dumpsite. according to the GOAL Engineer directions. The price of the excavation includes all the required works to ensure safety of workers and beneficiaries.","m³ ",null,"حفر (أنواع التربه المختلفه) وصولا الى مستوى اساس الاعمدة والجدران او لخنادق الانابيب و القساطل و الجور الفنيه، ، يجب نقل بقايا الحفر إلى أقرب مكب معتمد وفقا لتوجيهات مهندس غول. يشمل سعر الحفريات كافة الأعمال المطلوبة لضمان سلامة العمال والمستفيدين."]
["Backfilling","ردم","Backfill the open pits and trenches using materials approved by the GOAL Engineer (backfilling materials: either from the same site, approved excavated materials or by using gravels) ","m³ ",null,"ردم الحفر المفتوحة  و خنادق الانابيب و القساطل باستخدام المواد المعتمدة من قبل مهندس غول (مواد الردم اما من نفس الموقع  او نواتج حفر او باستخدام الزرادة(كرابية)"]
["Demolition of walls","هدم الجدران","Demolishing of damaged and cracked walls, work shall be done manually or using machinery as available and appropriate for each the site. Rubbles should be moved to approved dumpsites, so it does not cause any damage to any person or agricultural land. The work includes demolishing structural elements, concrete block and stone walls, cyclopean concrete, windows, and door...) and other parts specified by the GOAL Engineer (manually or using pneumatic drill), taking into consideration safety and security conditions. ","m³ ",null,"هدم الجدران التالفة والمتشققة ، يتم العمل يدوياً أو باستخدام الآلات المتاحة والمناسبة لكل موقع. يجب نقل الأنقاض إلى المكبات المعتمدة حتى لا تسبب أي ضرر لأي شخص أو بأرض زراعية. يشمل العمل هدم العناصر الإنشائية والكتل الخرسانية والجدران الحجرية , و البيتون المغموس والنوافذ والأبواب ..) وأجزاء أخرى يحددها مهندس GOAL (يدويًا أو باستخدام كمبريسه) مع مراعاة شروط السلامة والأمن."]
["Removal of excavated materials","إزالة نواتج الحفر","Removal and transport of excavated materials or rubbles to approved dumpsites, so it does not cause any damage to any person or agricultural land.",null,null,"ازاله و نقل نواتج الحفر أو  الأنقاض إلى المكبات المعتمدة حتى لا تسبب أي ضرر لأي شخص أو بأرض زراعية "]
["Plain Concrete 250 kg/m³","بيتون عادي 250 كجم / م 3","providing and pouring concrete, cement caliber 250 kg/m³ to cover cracks or cover flooring, with smoothing, thickness of layer 10 cm with spraying with water, with all the needed form works according to the directive of GOAL Engineer. ","m³ ",null,"تجهيز وصب بيتون بالقالب عيار 250 كغ/م3 لتغطية الشقوق او تغطية لارضيات مع صقل طبقة بسماكة  10 سم مع الرش بالماء مع كافة أعمال بالشكل المطلوب حسب توجيهات مهندس غول "]
["Plain Concrete 150 kg/m³","بيتون عادي 150 كجم / متر مكعب","providing and pouring concrete, cement caliber 150 kg/m³ to cover cracks or cover flooring, with smoothing, thickness of layer 10 cm with spraying with water, with all the needed form works according to the directive of GOAL Engineer.","m³ ",null,"تجهيز وصب بيتون بالقالب عيار 150 كغ/م3 لتغطية الشقوق او تغطية لارضيات مع صقل طبقة بسماكة  10 سم مع الرش بالماء مع كافة أعمال بالشكل المطلوب حسب توجيهات مهندس غول"]
["Cyclopean Concrete 250 kg/m³","بيتون مغموس 250 كجم / م 3","providing and pouring cyclopean concrete, cement caliber 250 kg/m³ to construct elements, with spraying with water, with all the needed form works according to the directive of GOAL Engineer. ","m³ ",null,"تجهيز وصب بيتون مغموس عيار الاسمنت 250كغ /م3 لبناء عناصر مع الرش بالماء مع كافة الأعمال بالشكل المطلوب حسب توجيهات مهندس غول"]
["Reinforced concrete 350 kg/m³ Ø 8mm","بيتون مسلح 350 كجم / م 3 Ø 8 مم","providing and pouring reinforced concrete caliber 350 kg/m³ Ø 8mm to repair and fill the structural elements, with smoothing, with spraying water with all the needed form works. with all the needed form works according to the directive of GOAL Engineer.","m³ ",null,"تجهيز وصب بيتون مسلح بالقالب عيار 350كغ/م3 قضبان حديدية قطر 8 مم لاصلاح وتعبئة العناصر الانشائية مع التنعيم و رش الماء مع كافة الأعمال بالشكل المطلوب حسب توجيهات مهندس غول"]
["Reinforced concrete 350 kg/m³ Ø 10mm","بيتون مسلح 350 كجم / م 3 Ø 10 مم","providing and pouring reinforced concrete caliber 350 kg/m³ Ø 10 mm to repair and fill the structural elements, with smoothing, with spraying water with all the needed form works. with all the needed form works according to the directive of GOAL Engineer.","m³ ",null,"تجهيز وصب بيتون مسلح بالقالب عيار 350كغ/م3 قضبان حديدية قطر 10 مم لاصلاح وتعبئة العناصر الانشائية مع التنعيم و رش الماء مع كافة الأعمال بالشكل المطلوب حسب توجيهات مهندس غول"]
["Concrete stair","درج بيتوني","Construction of RC stair 10 steps length (1-2 m), riser (15-18 cm), and tread (25-27 cm) with all the needed form works according to the directive of GOAL Engineer.","Lumpsum",null,"تنفيذ درج  من البيتون المسلح مكون من 10 درجات طول (1-2)م ارتفاع الدرجه (15 – 18 سم) و عرض (25 – 27 سم ) مع كافة الأعمال بالشكل المطلوب حسب توجيهات مهندس غول"]
["Concrete ramp","رمبه خرسانيه"," Construction of a reinforced concrete ramp with a maximum slope 1:10 and a minimum width of 90 cm","m³ ",null,"بناء رمبه من البيتون المسلح بحد أقصى انحدار 1:10 وعرض 90 سم على الأقل"]
["20 cm concrete block wall","حوائط بلوك خرساني 15 سم","Supply and install hollow bricks (40*20*20 cm) with 100kg/m³ density for completing internal and external walls and filling open holes. Half-bond the installation should carried out with all needed cement sand mortar (1:3) mix 13 mm between the constructed rows, water spraying, and all related finishing works according to the instruction of the GOAL Engineer. ","PCs",null,"توريد وتركيب جدار من البلوك النصف مليئ (40*20*20) سم بكثافة 100كغ/م3 لتكميل و انشاء الجدران الداخلية والخارجية وسد الفتحات رباط مستمر يجب ان يتم التركيب فوق فرشه بيتون مع كل ما يلزم من مونه اسمنتيه 1:3 خلط بارتفاع 13 مم بين الصفوف المنشأة ورش المياه وجميع أعمال التشطيب ذات الصلة وفقا لتعليمات مهندس غول "]
["15 cm concrete block wall","حوائط بلوك خرساني 10 سم","Supply and install hollow bricks (40*20*15 cm) with 100kg/m³ density for completing internal and external walls and filling open holes. Half-bond the installation should carried out with all needed cement sand mortar (1:3) mix 13 mm between the constructed rows, water spraying, and all related finishing works according to the instruction of the GOAL Engineer.","PCs",null,"توريد وتركيب جدار من البلوك النصف مليئ (40*20*15) سم بكثافة 100كغ/م3 لتكميل و انشاء الجدران الداخلية والخارجية وسد الفتحات رباط مستمر يجب ان يتم التركيب فوق فرشه بيتون مع كل ما يلزم من مونه اسمنتيه 1:3 خلط بارتفاع 13 مم بين الصفوف المنشأة ورش المياه وجميع أعمال التشطيب ذات الصلة وفقا لتعليمات مهندس غول "]
["10 cm concrete block wall","حوائط بلوك خرساني 20 سم","Supply and install hollow bricks (40*20*10 cm) with 100kg/m³ density for completing internal and external walls and filling open holes. Half-bond the installation should carried out with all needed cement sand mortar (1:3) mix 13 mm between the constructed rows, water spraying, and all related finishing works according to the instruction of the GOAL Engineer.","PCs",null,"توريد وتركيب جدار من البلوك النصف مليئ (40*20*10) سم بكثافة 100كغ/م3 لتكميل و انشاء الجدران الداخلية والخارجية وسد الفتحات رباط مستمر يجب ان يتم التركيب فوق فرشه بيتون مع كل ما يلزم من مونه اسمنتيه 1:3 خلط بارتفاع 13 مم بين الصفوف المنشأة ورش المياه وجميع أعمال التشطيب ذات الصلة وفقا لتعليمات مهندس غول"]
["Stone wall","جدار حجر","Provide and install hand fixed normal rock for completing walls the installation should carried out with all needed cement sand mortar (1:3) mix 13 mm between the constructed rows, water spraying, and all related finishing works according to the instruction of the GOAL Engineer.  ","m²",null,"توفير وتركيب حجر مصفط لتكميل و انشاء الجدران  يجب ان يتم التركيب فوق فرشه بيتون مع كل ما يلزم من مونه اسمنتيه 1:3 خلط بارتفاع 13 مم بين الصفوف المنشأة ورش المياه وجميع أعمال التشطيب ذات الصلة وفقا لتعليمات مهندس غول"]
["Disassembly of block wall","تفكيك جدار بلوك"," Disassemble block walls with the aim of reusing undamaged blocks in building new walls and removing of demolition products and transporting to dumpsites according to the directive of GOAL Engineer.","m²",null,"تفكيك جدران البلوك بهدف إعادة استخدام البلوك غير التالف في بناء جدران جديدة وإزالة منتجات الهدم ونقلها إلى مكبات النفايات وفقًا لتوجيهات مهندس غول"]
["stone frame for window or door","إطار حجري للنافذة أو الباب","provide and install stone frame for doors and windows ","m",null,"توفير وتركيب شبر حجري لوزم اللابواب والنوافذ"]
["Cement plastering","زريقه اسمنتيه","Cement plastering (max thickness 25 mm) in two coats (coarse, soft) with using cement caliber is 250 kg/m³ coarse aggregate in the first layer and fine in the second with spraying with water, finish surface should be ready for painting according to the directive of GOAL Engineer. ","m²",null,"زريقة  اسمنتيه (أقصى سمك 25 مم )في طبقتين (خشن  ,ناعم) باستخدام اسمنت عيار 250كغ/م3 و نحاته خشنه للوجه الأول و ناعمه للوجه الثاني مع الرش بالماء يجب ان يكون السطح النهائي جاهزا للدهان حسب توجيهات مهندس غول"]
["Tyrolean wall coating","رشة تيرولية","Applying Tyrolean wall coating with white and Portland cement 400kg/m³, the spraying must be done by a spraying machine, so that the plaster must be leveled and equal in its thickness with no less than two faces, including the removal of damaged plaster underneath the Tyrolean coating according to the directive of GOAL Engineer.","m²",null,"رشة تيرولية بدون زريقة مع مادة ملونة للوجه الخارجي للجدران  اسمنت ابيض ناعم و ماء و اسمنت البورتلاندي الابيض400كغ/م3 ويجب ان يتم الرش بواسطة آلة الرش بحيث تكون مستويه و متساويه في سماكة لاتقل عن وجهين مع ازالة الزريقة المتضررة قبل التطبيق و الرش بالماء وفقا لتعليمات مهندس غول"]
["remove damage plastering","إزالة الزريقة الاسمنتيه التالفة  "," Removing damaged cement plastering ","m²",null,"إزالة الزريقة الاسمنتيه التالفة  "]
["filling cracks in walls with putty","ملء الشقوق في الجدران بالمعجون"," Fixing cracks in walls with cement mortar 1:3 mix with all necessary","m",null,"معالجة التشققات بالحوائط باستخدام مونه اسمنتيه بنسبه خلط 1:3 مع كل مايلزم"]
["filling cracks in walls with cement mortar","ملء الشقوق في الجدران بين الباب و الشباك","Fill all spaces between (door or window) and (wall) with putty with all necessary ","Lumpsum",null,"ملئ الفراغات بين (باب او  شباك)و (حائط) بالمعجون مع كل مايلزم"]
["Close a hole in the wall (50-100 cm)","اغلاق فتحه في الحائط (50-100 سم)"," Close hole in wall width (30-50cm) and height (30-50cm), with cement mortar 1:3 mix with all necessary","Lumpsum",null,"اغلاق فتحة  في جدار  عرض (30-50)سم وارتفاع (30-50) سم باستخدام مونه اسمنتيه بنسبه خلط 1:3 مع كل مايلزم"]
["Close a hole in the wall (30-50cm)","اغلاق فتحة في الحائط (30-50 سم)","Close hole in wall width (50-100cm) and height (50-100 cm), with cement mortar 1:3 mix with all necessary","Lumpsum",null,"اغلاق فتحة  في جدار  عرض (100-50)سم وارتفاع (100-50) سم باستخدام مونه اسمنتيه بنسبه خلط 1:3 مع كل مايلزم"]
["Isolation paint","طلاء العزل","Supply and install insulation material for from SUTUT Turkish brand or equivalent.  The surface should be painted with the material well until the concrete is fully saturated by the material, using the roller only. As for the corners, it should be painted well and at least 20cm high of the parapets should be painted by the material. Therefore, the one kilogram covers an area of no more than 4 m^2.  The cost includes spraying Soft sand over the insulating layer. All work must be in accordance with the instructions and directions of the GOAL Engineer. ","m²",null,"توريد وتركيب مادة عزل من ماركة SUTUT التركية أو مايعادلها يجب طلاء السطح بالمادة جيدا  حتى يتم تشبع البيتون بالكامل باستخدام الرول فقط أما للزوايا فيجب دهانها جيداحتى التصوينه ويجب طلاءها بارتفاع  20سم  على الاقل .لذلك فان الكيلوغرام الواحد يغطي مساحة لاتزيد عن 4 م^2 . الكلفة تشمل رش الرمل الناعم فوق الطبقة العازلة يكون العمل وفق تعليمات وتوجيهات مهندس غول"]
["Insulation - acrylic based material","العزل - مادة أساسها الاكريليك","Supply and install insulation material Rubber Acrylic for roofs and walls foundations’ insulation material is the rubber acrylic First class quality. The surface must be cleaned completely by a water pump and a metal brush, then it will rubbed-in with the material until satiation. The isolation material must be laid by paint brushes and squeegees to ensure full coverage of the area, especially the edges and with sufficient thickness.","m²",null,"توريد وتركيب مادة عازلة اكريليك مطاط للاسقف وأساسات الجدران . مادة العزل هي مادة اكريليك مطاطية من الدرجة الأولى . يجب تنظيف السطح بالكامل بمضخة مياه وفرشاة معدنية ثم يتم فركه بالمادة حتى التشبع يجب وضع مادة العزل بواسطة فراشي و قشاطه لضمان التغطية الكاملة للمنطقة خاصة الحواف وبسماكة كافية"]
["Water-proof barrier","حاجز مقاوم للماء","Providing and installing waterproof barrier (tarpaulins) for roofs, fixed using wooden bars with thickness of 3 cm and width of 5 cm or metal bars 1 inch. The wooden bars fix the tarpaulin from the wall's top surface and additional crossing bars must be added every 1.5 m.","m²",null,"توفير وتركيب مشمعات مانعة لتسرب المياه  للأسقف مثبتة بقضبان خشبية بسمك 3سم وعرض 5 سم أو بقضبان معدنية 1 انش تثبت القضبان الخشبية  القماش المشمع من السطح العلوي للسقف ويجب اضافه قضبان عرضية كل 1.5 م"]
["Ceramic flooring","ارضيات سيراميك","Providing and installation of ceramics floors with skirting and all necessary to complete the work","m²",null,"تقديم وتركيب سيراميك ارضيات مع الوزرة شامل الروبه و كل ما يلزم لاتمام الأعمال"]
["Stone tile flooring","أرضيات بلاط الحجر","Install crushed stone tiles for all damaged floors in facilities with providing required layers of sand and mortar below it and grout.","m²",null,"تركيب البلاط لجميع الارضيات ل بلاط الموزاييك المتضرره بالمنشآت مع توفير طبقات الرمل والمونة المطلوبة تحتها (البلاط مجلي)  و الروبه."]
["Ceramic for walls","سيراميك للحوائط","Install ceramic wall tiles for walls including mortar, grout.","m²",null,"تقديم تركيب بلاط سيراميك للجدران شامل المونه و الروبه."]
["Emulsion paint","طلاء طرش"," Emulsion paint for walls, this includes prep work for the wall (Remove the damaged old paint by brush, sanding and applying putty) then two coats of paint. When calculating the quantity of the paints, all the walls and surfaces are calculated excluding openings and counting any additions of edges and others.    ","m²",null,"دهان طرش للجدران  ويشمل ذلك الأعمدة التحضيرية  للجدار (إزالة الطلاء القديم التالف بالفرشاة  الحف و المعجنه ) ثم طبقتين من الدهانات عند حساب كمية الدهانات يتم حساب جميع الجدران والاسطح مخصوم منها  كافة الفتحات  مع احتساب أي إضافات للحواف وغيرها"]
["Oil-based paint","دهان زياتي"," Oil-based paint for walls, this includes prep work for the wall (Remove the damaged old paint by brush, sanding and applying putty) then two coats of paint. When calculating the quantity of the paints, all the walls and surfaces are calculated excluding openings and counting any additions of edges and others.    ","m²",null,"دهان حوائط زيتي ويشمل ذلك الأعمال التمهيدية للجدار (إزالة الطلاء القديم بالفرشاة الحف و المعجنه) ثم طبقتين من الدهانات عند حساب كمية الدهانات يتم حساب جميع الجدران والاسطح مخصوم منها  كافة الفتحات  مع احتساب أي إضافات للحواف وغيرها"]
["Door stone threshold","عتبة حجر الباب"," Install stone threshold for the bathroom, kitchen, or entrance door. Dimensions according to the opening, thickness 2cm minimum, 20 cm in width with all necessary to complete the work","PCs",null,"تركيب عتبة حجرية للحمام أو المطبخ أو باب المدخل الأبعاد حسب الفتحة سمك 2سم على الأقل عرض 20سم مع كل مايلزم لاتمام العمل"]
["Wooden windows","نوافذ خشبية","Provide and install a pine wooden casement window with 2 hinges for each side, 5 mm glazing, frame, lock and handles, and all other accessories, finished with under coat and two coats of paints) this includes filling the spaces between the wall and the door frame using mortar, spraying foam, silicon. ","m²",null,"توفير وتركيب شباك خشب مع مفصلتين وقفل وبلور 5 مم ومسكة   ودهان  وجهين مع الاساس ويشمل ذلك ملء الفراغات بين الجدار واطار الباب باستخدام المونة أو رش الرغوة أو السيلكون "]
["Casing for wooden window","حاجب  خشبي  (برواز)للنافذة أو الباب","Install a wooden casing for window or door, width 5 cm) and thickness (1 cm), this includes filling the spaces between the wall and the door frame using mortar, spraying foam, silicon. ","m",null,"تقديم  تركيب  حاجب  خشبي  (برواز)للنافذة أو الباب بعرض (5سم ) وسماكة  (1) سم ويشمل ذلك ملء الفراغات بين الحائط واطار الباب باستخدام المونة أو رش الفوم أو السيلكون"]
["Plywood door"," باب من الخشب معاكس"," Install a plywood door, complete with (frame, casing, side jambs, lock, handle, hinges) and all other accessories, finished with under coat and two coats of paints) this includes filling the spaces between the wall and the door frame using mortar, spraying foam, silicon. ","m²",null,"تقديم تركيب باب من الخشب معاكس كاملا (الاطار االحاجب و الدعائم الجانبية القفل المقبض المفصلات) وجميع الملحقات الأخرى طبقة اساس  وطبقتين من الدهانات ويشمل ذلك ملء الفراغات بين الجدار واطار الباب باستخدام المونه  أو رش الرغوة أو السيلكون"]
["Pinewood door","باب من خشب  (سويد)"," Install a pine wood class 3 door internal and or external use, complete with (frame, casing, side jambs, lock, handle,3 hinges) and all other accessories, finished with under coat and two coats of paints) this includes filling the spaces between the wall and the door frame using mortar, spraying foam, silicon. ","m²",null,"تقديم  وتركيب باب من خشب  (سويد) فئة 3 للاستخدام الداخلي و الخارجي مع استكمال (الكشف  الغلاف الدعائم الجانبية القفل المقبض المفصلات 3) وجميع الملحقات الأخرى طبقة اساس  وطبقتين من الدهانات ويشمل ذلك ملء الفراغات بين الجدار واطار الباب باستخدام المونه  أو رش الرغوة أو السيلكون"]
["wooden door jamb","عضادات الأبواب الخشبية باطار من خشب سويد ( ملبن الخشب )","Replace wooden door jambs with pine wood frame third class width 12 cm Thickness of 5 under coat and two coats of paints with necessary accessories to retain the door to the intended use","m",null,"استبدال عضادات الأبواب الخشبية باطار من خشب سويد ( ملبن الخشب ) فئة 3 بعرض 12 سم سماكة 5 .مع  طبقة اساس  وطبقتين من الدهانات مع الملحقات الضرورية للحفاظ على الباب للاستخدام المقصود"]
["wooden window glazing-glass","زجاج النوافذ الخشبية","Supply and install glass thickness of 5 mm for window, with all necessary to complete the work",null,null,"توريد وتركيب بلور سماكة 5 مم للنافذة مع كل  مايلزم لاتمام العمل"]
["wooden window glazing-Polycarbonate glass","زجاج النافذة الخشبية - زجاج الفايبر","Supply and install Polycarbonate glass plates plate thickness of 5 mm for window, with all necessary to complete the work","m²",null,"توريد وتركيب فييبر  سماكة 5 مم للنافذة مع كل  مايلزم لاتمام العمل"]
["repair of wooden door","إصلاح كشف الباب الخشبي","Repair frame for required wooden doors, includes filling the spaces between the wall and the door frame using mortar, spraying foam, silicon or plastering. ","PCs",null," اصلاح  الكشف للابواب الخشبية المطلوبة ويشمل ملء الفراغات بين  الجدار واطار الباب باستخدام المونه أو رش الرغوة أو السيلكون "]
["repair of wooden door frame","إصلاح إطار الباب الخشبي","Repair wooden door including reinstalling lock, hinge, handle, or close an opening that ranges in dimension between 50 to 100 cm in length and 20 to 50 cm in width with all necessary items to complete the work","PCs",null,"اصلاح الباب الخشبي بما في ذلك إعادة تركيب القفل أو اغلاق فتحة تتراوح أبعادها بين 50 الي 100 سم في الطول و 20 الى 50سم في العرض مع جميع العناصر اللازمة لاكمال العمل"]
["Paint of wooden door","دهان باب خشبي","paint wooden door, including jambs and casing, fill all cracks sanding, and paint primer coat, then under coat and finishing coats)","m²",null,"حف ومعجنة ودهان باب خشب مع الملبن والكشف باستخدام طبقة أساس ثم طبقتين من الدهان الزياتي بعد الحف والتنظيف واغلاق أي شقوق باستخدام المعجونة"]
["Wooden door hinges","مفصلات الأبواب الخشبية"," Install hinges for wooden doors, with all necessary to complete the work","PCs",null,"تركيب مفصلات للابواب الخشبية مع كل ما يلزم لاتمام العمل"]
["Wooden door or window lock and handle"," قفل  أو مقبض باب خشبي أو النافذة","Replace wooden door or window lock and handle, with all necessary to complete the work","PCs",null,"استبدال   المقبض  مع الحركة (الجوزة) للباب او القبضة للشباك مع كل مايلزم لاتمام العمل"]
["Wooden door lock","قفل باب خشبي"," Install a new lock for required wooden doors in building, with all necessary to complete the work  ","PCs",null,"تركيب قفل جديد للأبواب الخشبية المطلوبة في المبنى مع كل مايلزم  لاتمام العمل"]
["wooden partition","قاطع خشبي","Install wooden partition including wooden frame and all required item for fixing the wooden panels","m²",null,"يتم تركيب فاصل خشبي شامل الهيكل الخشبي وكل مايلزم لتثبيت  الألواح الخشبية"]
["laminated wood panels ","ألواح فورمايكا","Supply and install laminated wood panels with wooden frame to closing the gaps above doors and windows with dimension width (140-160) cm and height (25-40) cm according to  the directive of GOAL Engineer.","m²",null,"توريد وتركيب ألواح فورميكا باطار خشبي لسد الفتحات  فوق الأبواب والنوافذ بأبعاد عرض (140-160)سم وارتفاع (25-40)سم حسب توجيهات مهندس غول"]
["Steel door","باب حديد","Supply and install of steel doors the width between (80-100) cm and height between (180-210) cm with metal handle and frame section 3X4 CM Profile and the door Profile section door is covered with iron sheet thickness of 2 mm, door weight of 70 kg. with Lock/keys and 3 hinges 16 mm) spray painted with 1 layer of prime coat and 2 coats of oil-based paint","PCs",null,"توريد وتركيب أبواب حديدية بعرض يتراوح بين(80-100) سم وارتفاع مابين (180-210)سم بمقبض معدني و كشف 4*3سم  واطار جانبي للباب 3*4سم الباب مغطى بصاج بسمك 2مم , وزن الباب 70كغ  مع قفل / مفاتيح جيدة و 3 مفصلات أبواب نوعية جيدة (16مم) مع طبقة اساس وبخ   وجهين من  الطلاء الزيتي"]
["Steel window","نافذة حديدية","Supply and install iron casement window the width between (80-100) cm and height between (80-110) cm frame section 3X4 CM profiles and the window section profile 3X4 CM with glazing, window Weight 30 kg with a Lock and 2 hinges (12 mm) good quality for each side with spray painted with 1 layer of prime coat and 2 coats of oil-based paint","PCs",null,"توريد وتركيب نافذة  حديدية بعرض مابين (80-100)سم وارتفاع مابين (80-110)سم كشف  3*4واطار  النافذة 3*4سم مع زجاج النافذة بوزن 30كيلو و تزويد قفل 2 مفصلات (12) مم لكل درفة مع طبقة اساس وبخ  وجهين من  الطلاء الزيتي"]
["Replace steel window ","استبدال نافذة الحديد","Install/replace steel window casement spray painted with 1 layer of prime coat and 2 coats of oil-based paint","m²",null,"تبديل درفة لنافذة الحديدية مع طبقة اساس وبخ   وجهين من  الطلاء الزيتي"]
["Fixing steel door or window frame","تثبيت إطار الباب الحديد أو  النافذة","Fixing steel frame for door or window","PCs",null,"تثبيت كشف حديد لباب او شباك الحديد"]
["Repair steel door","إصلاح الباب الحديد","Repair steel door or window including closing holes and reinstalling lock, hinge, handle, or close an opening with galvanized steel sheet thickness 2 mm and adding flat iron bar with welding on old doors with different dimension with all necessary items to complete the work","PCs",null,"اصلاح الباب او النافذة الحديدية بما في ذلك غلق الفتحات وإعادة تثبيت القفل أو المفصلة أو المقبض أو اغلاق الفتحة بسماكة من الواح الحديد المزيبق 2مم واضافة قضيب حديد مسطح مع اللحام على الأبواب القديمة بأبعاد مختلفة مع جميع العناصر اللازمة لاكمال العمل"]
["steel door handle","مقبض الباب الحديد"," Install a new lock and handle for required steel doors ","PCs",null," تركيب قفل ومقبض جديدين للأبواب الحديدية المطلوبة"]
["steel door painting","طلاء الباب الحديد","paint steel door and frame, sanded, spray painted with 1 layer of prime coat and 2 coats of oil-based paint","PCs",null,"حف ومعجنة ودهان باب حديد مع الملبن والكشف باستخدام طبقة أساس ثم بخ طبقتين من الدهان الزياتي بعد الحف والتنظيف "]
["replace steel door hinges","استبدال مفصلات الأبواب الحديدية","Replace hinges for steel doors, with all necessary to complete the work","PCs",null,"استبدال مفصلات الأبواب الحديدية بكل مايلزم لاكمال العمل"]
["steel window glazing-Polycarbonate glass","زجاج النافذة الحديدية - زجاج فايبر","Supply and install Polycarbonate glass plates plate thickness of 5 mm for steel window, with all necessary to complete the work","m²",null,"توريد وتركيب فيبر سماكة 5 مم للنافذة  الحديده مع كل  مايلزم لاتمام العمل"]
["steel window glazing-glass","نافذة زجاجية من الحديد"," Supply and install glass thickness of 5 mm for steel window, with all necessary to complete the work","m²",null,"توريد وتركيب بلور سماكة 5 مم للنافذة  الحديده مع كل  مايلزم لاتمام العمل"]
["steel handrail","درابزين حديدي","Install safety tools to prevent falls, such as steel handrails not less than 90cm high","kg",null,"تركيب أدوات الأمان لمنع السقوط مثل الدرابزين  المعدني الذي لايقل ارتفاعه عن 90سم"]
["steel bars box","صندوق حديدي"," Install steel box made of steel bars for communal drinking points to protect them against robbery","kg",null,"تركيب صندوق حديدي مصنوع من قضبان حديدية للمشارب الجماعيه  لحمايتها من السرقة"]
["steel security bars","شبك حماية لنافذة حديدية"," Install window's steel security bars, with all necessary to complete the work ","kg",null,"تركيب شبك حماية لنافذة حديدية مع التبيتث وكل ما يلزم لاتمام العمل"]
["steel gate","بوابة حديدية","Install external steel gate for building ","kg",null,"تركيب بوابة حديد خارجية للبناء"]
["steel gate repair","إصلاح البوابة الحديدية"," Install a new perforated plate for main gate","m²",null,"تركيب صاج مثقب لبوابه خارجيه"]
["latch lock for steel door","قفل الباب من نوع دقر ل باب معدني","Install a door latch lock on steel door","PCs",null,"تركيب قفل الباب من نوع دقر ل باب معدني"]
["steel ramp","رمبه حديديه"," Install ramp for disabled, high 30 cm with required paint","PCs",null,"تركيب رمبة للمعاقين بارتفاع 30سم مع الدهان المطلوب"]
["steel handrail for a ramp for PLWD","درابزين حديدي لمنحدر"," Supply and install metal pipe 2 mm thickness 5 cm diameter hollow section Disability Handrail","m",null,"توريد وتركيب مسند معدني لرمبة ب 2مم بقطر 5 سم مقطع مجوف درابزين  لاستخدام المعاقين"]
["tiled handles for PLWD"," قبضة مسند معدنية للتواليت الافرانجي"," Supply and Install steel handles for Toilets","PCs",null,"توريد وتركيب قبضة مسند معدنية للتواليت الافرانجي"]
["steel roofing","سقف مصنوع من الصاج المزيبق","Supply and install roof made of galvanized corrugated sheet 0.5 mm and fixing by using steel profile in two direction (5x3x0.2) cm with 1 m spacing, fixing with screw and sealing off any openings between ceiling and wall using cement mortar","m²",null,"توريد وتركيب سقف مصنوع من الصاج المزيبق  المموج ( التوتة) 0.5مم وتثبيته باستخدام بروفيل حديدي في اتجاهين (0.2*3*5)سم  بمسافة 1متر مع تثبيت بالمسمار وسد أي فتحات بين السقف  والجدار باستخدام مونة اسمنتية  "]
["water tank base","قاعدة خزان المياه","Supply and install elevated metal base for fixing water tank on using metal tubes profile (4x4) cm thickness of 4mm and angles 3x3 cm thickness of 4mm with base spray painted with 1 layer of prime coat and 2 coats of oil-based paint","kg ",null,"توريد وتركيب قاعدة معدنية مرتفعة لتثبيت خزان المياه باستخدام أنابيب معدنية بسماكة 4*4سم وزوايا 3*3 بسمك4 مم مع رش طلاء بطبقة واحدة من الاساس وطبقتين من الطلاء الزيتي"]
["insulated steel roofing","الأسقف (الساندوتش بانيل)","Providing/Replacement Roofing (Sandwich Panel (supply and install sandwich panel for the roofs, fixed on steel frame and overhanging of 15 cm from all sides. structural frame (tube 4cm*6cm*2mm), additional tubes should be provided to the structure every 1.5 m, include painting all the frame with anti-rust paint base and two layers of paint.  Proper flashing with steel or PVC angles if the walls are of sandwich panels. block work to ensure minimum inclination of removing the existing damaged roofs if exist, restoring any existing lights, ceiling fans, on roof tanks and piping to the new roofs after the installation, installation of rainwater drainage gutters and down spout, with all the related works and accessories and as instructed by the GOAL engineer.","m²",null,"توفير / استبدال الأسقف (الساندوتش بانيل) توريد وتركيب الالواح العازله للأسقف ، مثبته على إطار حديدي وبارزه عن جوانب الغرفه 15 سم من جميع الجهات). الإطار الهيكلي (أنبوب 4 سم * 6 سم * 2 مم) ، يجب توفير أنابيب إضافية للهيكل كل 1.5 متر ، تشمل طلاء الإطار بالكامل بطلاء أساس مقاوم للصدأ وطبقتين من الطلاء. شامل تطبيق العزل المائي المناسب بزوايا الحديد أو PVC إذا كانت الجدران من الألواح العازلة ، وأعمال البلوك لضمان الحد الأدنى من الميل و إزالة الأسطح التالفة الحالية إن وجدت ، واستعادة أي مصابيح موجودة ، ومراوح سقف ، وخزانات المياه و توصيلاتها إلى الأسطح الجديدة.  وتركيب مزاريب لتصريف مياه الأمطار سفلية مع كافة الأعمال المتعلقة بها وملحقاتها وحسب تعليمات مهندس غول"]
["Galvanized steel items","عناصر الحديد المجلفن","Provide and install galvanized steel items with all necessary.","Kg",null,"توفير وتركيب حديد مزيبق مشغول مع كل ما يلزم."]
["Aluminum sliding window","نافذة سحاب من الألومنيوم","Install aluminum sliding window complete with the frame, glazing fixed by glazing bead and sealed with rubber, lock, rollers, sliding panel, weather stripping, and all necessary accessories and wire mesh fly screen. this includes filling the spaces between the wall and the door frame using mortar, spraying foam, silicon. ","m²",null,"تركيب نافذة  المنيوم سحاب  مطلية كاملة مع الاطار .زجاج مثبت  ومختوم بالمطاط.قفل .بكرات سحاب  وجميع الملحقات اللازمة ومع الغربول  ويشمل ذلك ملء الفراغات بين الجدار واطار الباب باستخدام  أو الفوم أو السيلكون"]
["Aluminum window sliding panel"," درفه  نافذة سحاب الالمنيوم"," Install aluminum sliding window panel with glazing fixed by glazing bead and sealed with rubber, and lock.","m²",null,"تركيب درفه  نافذة سحاب الالمنيوم مع زجاج مثبت   ومختوم بالمطاط وقفل"]
["Aluminum awning window","نافذة الألمنيوم قلاب","Install aluminum awning window with glazing fixed by glazing bead and sealed with rubber, handle, weather stripping, linkage set and all necessary accessories and wire mesh fly screen. this includes filling the spaces between the wall and the door frame using mortar, spraying foam, silicon. ","m²",null,"تركيب نافذة الألمنيوم قلاب كاملة مع الاطار .زجاج مثبت  ومختوم بالمطاط.قفل و قطع التثبيت و جميع الملحقات اللازمة ومع الغربول  ويشمل ذلك ملء الفراغات بين الجدار واطار الشباك باستخدام  أو الفوم أو السيلكون"]
["Aluminum window glazing-Polycarbonate glass"," لوح زجاجي بولي كربونات سماكة 5مم للنافذة الالمنيوم","Supply and install Polycarbonate glass plates plate thickness of 5 mm for window with the installation of rubber sealant","m²",null,"توريد و استبدال لوح زجاجي بولي كربونات سماكة 5مم للنافذة الالمنيوم مع تركيب عزل مطاطي"]
["Aluminum window glazing-glass"," لوح زجاجي سماكة 5مم للنافذة الالمنيوم","Supply and install glass for window thickness of 5 mm for window with the installation of rubber sealant Glass panel must be free of from flaws, fractures, or any other defects","m²",null,"توريد و استبدال لوح زجاجي بسماكة  5مم للنافذة مع تركيب مانع تسرب (المطاط )يجب ان يكون اللوح الزجاجي خالي من العيوب أو الكسور او أي عيوب أخرى"]
["Maintenance of Aluminum or PVC doors and windows","صيانة الابواب والشبابيك الالمنيوم او البي في سي","Maintenance of Aluminum or PVC Items (doors and windows)","PCs",null,"صيانة الالمنيوم أو pvc(الأبواب والنوافذ)"]
["Aluminum door","باب المنيوم","Supply and install painted aluminum door width 6 cm with frame, side jambs, lock, handle with the installation PVC infill panels and middle bars this includes filling the spaces between the wall and the door frame using mortar, spraying foam, silicon. ","m²",null,"توريد وتركيب باب الالمنيوم  مع اطار بعرض 6 مم و   وعواميد جانبية وقفل ومقبض مع الواح حشو pvcوالقضبان الوسطى ويشمل ذلك ملء الفراغات بين الجدار واطار الباب باستخدام  الفوم أو السيلكون "]
["PVC door","باب PVC","Supply and install ready-made PVC door “ray pen” or “sega pen” or equivalent brand in brown or white color including all accessories. All PVC profile sections should be with thickness not less than 1,5 mm. The glass to be fixed with non-degradable rubber gaskets on both ends. The frame should be fixed well on the wall with screws and filling the spaces between the wall and the door frame using Mortar, spraying foam, silicon. The price includes adjusting the dimensions of the doors inside the house to match the dimensions of the readymade doors available on the market. ","PCs",null,"توريد وتركيب باب PVC جاهز \"بن راي\" أو \"بن سيجا\" أو ماركة مماثلة باللون البني أو الأبيض شاملاً جميع الملحقات. يجب ألا تقل سماكة جميع مقاطع المقاطع الجانبية PVC عن 1،5 مم. يتم تثبيت الزجاج بحشوات مطاطية غير قابلة للتحلل على كلا الطرفين. يجب تثبيت الإطار جيدًا على الحائط بواسطة البراغي ، وملء الفراغات بين الجدار وإطار الباب باستخدام المونة أوالفوم أو السيليكون يشمل السعر تعديل أبعاد الأبواب مسبقه الصنع داخل المنزل لتتناسب مع أبعاد الأبواب الجاهزة والمتاحة في السوق."]
["PVC window","نافذة PVC","Supply and install ready-made PVC window “ray pen” or “sega pen” or equivalent brand in brown or white color including all accessories. All PVC profile sections should be with thickness not less than 1,5 mm. The glass to be fixed with non-degradable rubber gaskets on both ends. The frame should be fixed well on the wall with screws and filling the spaces between the wall and the door frame using Mortar, spraying foam, silicon.","PCs",null,"توريد وتركيب نافذة PVC الجاهزة \"بن راي\" أو \"بن سيجا\" أو ماركة مماثلة باللون البني أو الأبيض بما في ذلك جميع الملحقات. يجب ألا تقل سماكة جميع مقاطع المقاطع الجانبية PVC عن 1،5 مم. يتم تثبيت الزجاج بحشوات مطاطية غير قابلة للتحلل على كلا الطرفين. يجب تثبيت الإطار جيدًا على الحائط بواسطة البراغي ، وملء الفراغات بين الحائط وإطار الباب باستخدام المونة أو الفوم أو السيليكون."]
["Porcelain washbasin","مغسلة بورسلين","Supply and install of porcelain washbasin with a column Turkey (OMEGA) brand, with dimension (55x43) cm and with accessories and fixing on wall with adding white or transparent silicon to close the gaps between the sink and its surrounding according to the field and the directive of GOAL Engineer. ","PCs",null,"توريد وتركيب مغسلة  بورسلان بعمود ماركة تركيا (OMEGA) او ما يعادلها  بأبعاد (55x43) سم مع الإكسسوارات والتثبيت على الحائط مع إضافة سيليكون أبيض أو شفاف لسد الفجوات بين الحوض ومحيطه حسب توجيهات مهندس غول."]
["Stainless steel washbasin","حوض ستانلس ستيل","Supply and install of steel washbasin with dimension (100x45) cm and with accessories and fixing on wall with adding white or transparent silicon to close the gaps between the sink and its surrounding according to the field and the directive of GOAL Engineer. ","PCs",null,"توريد وتركيب مغسلة ستانلس ستيل بأبعاد (10045x) سم وملحقاتها وتثبيتها على الحائط مع اضافة السليكون الابيض او الشفاف لسد الفجوات بين الحوض ومحيطه حسب توجيهات مهندس غول  ."]
["water tap","حنفيه ماء"," Install a copper core water tap, with all necessary to complete the work ","PCs",null," تركيب حنفية  مياه نحاس مع كل ما يلزم لإكمال العمل"]
["water mixer","خلاط المياه","supply and install water mixer copper covered with chrome according to the field and the directive of GOAL Engineer.","PCs",null,"توريد وتركيب خلاطة مياه نحاسية مغطاة بالكروم حسب توجيهات مهندس غول."]
["stainless steel sink","مجلى ستينلس ستيل"," Install a stainless-steel sink drop-In at least 80 x 50 cm double equal bowl and 1-hole with all necessary connections and hardware  ","PCs",null,"تركيب مجلى ستانلس ستيل حوض مزدوج متساوي  بقياسات  80 × 50 سم على الأقل مع جميع التوصيلات والأجهزة اللازمة بحوضين و فتحه حنفيه واحده مع جميع التوصيلات والأجهزة اللازمة"]
["kitchen counter","كاونتر مطبخ","Install smooth stone countertop beside the sink a supported by a steel frame and legs, with all necessary to complete the work ","m²",null,"تركيب كاونتر مطبخ حجر بسطح املس بجانب المجلى مثبت على هيكل حديد "]
["Toilet squatting pan","مرحاض القرفصاء","Provision and Replacement of damaged squatting pan  by new porcelain squatting W.C. (L=55, W=30, H=27) cm  and installs it with (S connection) and all required fittings & accessories.\nThis item includes all needed works for eliminating the old damaged squatting, and includes drillings and backfilling works and transport of excess excavations according to GOAL engineer instructions.","PCs",null,"توفير واستبدال بطه حمام تالفه  ببطه البورسلين (L = 55، W = 30، H = 27) سم وتثبيتها بوصلة S وكافة التركيبات والملحقات المطلوبة. ويشمل هذا البند كافة الأعمال اللازمة لازاله البطه القديمه، ويشمل أعمال الحفر والردم ونقل الحفريات الزائدة حسب تعليمات مهندس غول"]
["Toilet seat","بطه حمام"," Provide and install a toilet seat, works include all accessories needed (Elbow and pipes), fixation with mortar (sand and cement)","PCs",null,"توريد وتركيب تواليت افرنجي  ، وتشمل الأعمال جميع الملحقات اللازمة (الكوع والمواسير) والتثبيت بالمونة (الرمل والاسمنت)"]
["Toilet hand spray set","نبريش مرش يدوي","  Install a hand spray complete set in the latrine, with all necessary to complete the work ","PCs",null,"تركيب مجموعه نبريش مرش  يدوي في المرحاض مع كل ما يلزم لإتمام العمل"]
["Stainless steel floor trap","مصرف أرضيه ستينلس","Supply and install stainless steel floor trap with cover, Delphine brand or equivalent in specified places according to the field and the directive of GOAL Engineer.","PCs",null,"توريد وتركيب مصرف  أرضية من الاستانلس ستيل بغطاء ماركة Delphine  او ما يعادلها في أماكن محددة وتوجيهات مهندس غول."]
["0.5\" PPR pipes","مواسير PPR لنظام مياه الشرب 0.75 انش","Provide and install PPR pipes for drinking water system 0.5 inch \"M\" Pipes used for this system must be (PPR), thickness not less than 3.5mm, pressure 10 bar All accessories of metal joint, ends and connections, with fixing the pipes using cement and trench digging","m",null,"توفير وتركيب مواسير PPR لنظام مياه الشرب 0.5 انش  مواسير \"M\" المستخدمة لهذا النظام يجب أن تكون (PPR) ، بسمك لا يقل عن 3.5 مم ، ضغط 10 بار.  جميع ملحقات الوصلات والنهايات والوصلات المعدنية مع تثبيت المواسير بالاسمنت والحفر"]
["0.75\" PPR pipes","مواسير PPR لنظام مياه الشرب 0.5 انش","Provide and install PPR pipes for drinking water system 0.75 inch \"M\" Pipes used for this system must be (PPR), thickness not less than 3.5mm, pressure 10 bar All accessories of metal joint, ends and connections, with fixing the pipes using cement and trench digging","m",null,"توفير وتركيب مواسير PPR لنظام مياه الشرب 0.75 انش  مواسير \"M\" المستخدمة لهذا النظام يجب أن تكون (PPR) ، بسمك لا يقل عن 3.5 مم ، ضغط 10 بار.  جميع ملحقات الوصلات والنهايات والوصلات المعدنية مع تثبيت المواسير بالاسمنت والحفر"]
["1\" PPR pipes","مواسير PPR لنظام مياه الشرب 1 انش","Provide and install PPR pipes for drinking water system 1 inch \"M\" Pipes used for this system must be (PPR), thickness not less than 3.5mm, pressure 10 bar All accessories of metal joint, ends and connections, with fixing the pipes using cement and trench digging","m",null,"توفير وتركيب مواسير PPR لنظام مياه الشرب 1 انش  مواسير \"M\" المستخدمة لهذا النظام يجب أن تكون (PPR) ، بسمك لا يقل عن 3.5 مم ، ضغط 10 بار.  جميع ملحقات الوصلات والنهايات والوصلات المعدنية مع تثبيت المواسير بالاسمنت والحفر"]
["2\" PVC pipes","2 \"أنابيب PVC","Supply and install of PVC pipes, 2 inches diameter weight of with compatible accessories with digging and backfilling according to the directive of GOAL Engineer.","m",null,"توريد وتركيب انابيب PVC 2 انشات مع اكسسوارات قطر 2 انش مع الحفر و الردم وفقا لتوجيهات مهندس غول."]
["4\" PVC pipes","4 \"أنابيب PVC","Supply and install of PVC pipes, 4 inches diameter weight of with compatible accessories with digging and backfilling according to the directive of GOAL Engineer.","m",null,"توريد وتركيب انابيب PVC 4 انشات مع اكسسوارات قطر 4 انش مع الحفر و الردم وفقا لتوجيهات مهندس غول."]
["6\" PVC pipes","6 \"أنابيب PVC","Supply and install of PVC pipes, 6 inches diameter weight of with compatible accessories with digging and backfilling according to the directive of GOAL Engineer.","m",null,"توريد وتركيب انابيب PVC 6 انشات مع اكسسوارات قطر 6 انش مع الحفر و الردم وفقا لتوجيهات مهندس غول."]
["8\" PVC pipes","8 \"أنابيب PVC","Supply and install of PVC pipes, 8 inches diameter weight of with compatible accessories with digging and backfilling according to the directive of GOAL Engineer.","m",null,"توريد وتركيب انابيب PVC 8 انشات مع اكسسوارات قطر 8 انش مع الحفر و الردم وفقا لتوجيهات مهندس غول."]
["250 L galvanized steel water tank","خزان مياه من الحديد المجلفن سعة 250 لتر","Providing and installing (250-liter, 1 mm thickness) water tank and all needed PPR connections, fittings, valves and all necessary to carry out the work according to the GOAL Engineer instructions","PCS",null,"تقديم وتركيب خزان توتياء سماكة 1 مم حجم 250 لتر  و كل التوصيلات اللازمة من انابيبPPR  و وصلات و سكر مع تنفيذ ارجل معدنية وكل ما يلزم لتنفيذ العمل وتوجيهات المهندس غول"]
["1000 L galvanized steel water tank","خزان مياه من الحديد المجلفن 1000 لتر","Provide and install a tank of thickness 1.2 mm type of galvanized and size of 1000 liters with a hole and a roof lock 50 * 50 cm and the dimensions of the tank 1 * 1 * 1 m with the and brass valve 1/2-inch number3 and the accessories to the taps Working with 30 cm legs and inner reinforcement horizontal corners of the galvanized and galvanized as directed by GOAL Engineer","PCs",null,"تقديم وتركيب خزان توتياء سماكة 1.2 مم  نوع زهر وبحجم 1000 لتر مع فتحة وقفل سقف 50 *50 سم وابعاد الخزان 1*1*1 م  مع الفواشة وصمام نحاسي 1/2 انش عدد 3 والاكسسوارات اللازمة  وكل مايلزم لتنفيذ العمل مع ارجل 30 سم وتدعيم داخلي افقي بزوايا توتياء مزيبق وحسب توجيهات مهندس غول"]
["2000 L galvanized steel water tank","خزان مياه من الحديد المجلفن سعة 2000 لتر","Provide and install a tank of thickness 1.2 mm type of galvanized and size of 2000 liters with a hole and a roof lock 50 * 50 cm and the dimensions of the tank 1 * 1 * 1 m with the and brass valve 1/2-inch number3 and the accessories to the taps Working with 30 cm legs and inner reinforcement horizontal corners of the galvanized and galvanized as directed by GOAL Engineer","PCs",null,"تقديم وتركيب خزان توتياء سماكة 1.2 مم  نوع زهر وبحجم 2000 لتر مع فتحة وقفل سقف 50 *50 سم وابعاد الخزان 1*1*1 م  مع الفواشة وصمام نحاسي 1/2 انش عدد 3 والاكسسوارات اللازمة  وكل مايلزم لتنفيذ العمل مع ارجل 30 سم وتدعيم داخلي افقي بزوايا توتياء مزيبق وحسب توجيهات مهندس غول"]
["Water tank floating valve"," فواشة لخزانات المياه","Install new floating valve for the water tanks, with all necessary to complete the work","PCs",null,"تركيب فواشة جديدة لخزانات المياه مع كل ما يلزم لاتمام العمل"]
["Metal lid for septic tank"," غطاء معدني لجورة الفنية ","Provision and installation of a metal lid for the septic tank according to the following specifications: \n1- dimensions of the roof: 2.5*2.5 m \n2- rectangle metal beams (the Cross-section dimensions:  40*60*2 mm). the total length of metal profiles at least 16 linear meter) and. the roof includes a slot (dimensions: 40*40 cm) equipped handle and lock according to the supervisor instructions.\n 3 -   galvanized metal sheets and corrugated (thickness 0.6 mm, Wave height: 18mm (+/-2) mm. Wave distance: 76.2mm (+/-3) mm.) for septic tank roof, it will be fixed above the steel beams by suitable bolts","m²",null,"توفير وتركيب غطاء معدني لجورة الفنية حسب المواصفات التالية:\n 1- أبعاد السقف: 2.5 * 2.5 م\n 2- عوارض معدنية مستطيلة (أبعاد المقطع العرضي: 40 * 60 * 2 مم).  الطول الإجمالي للقطاعات المعدنية لا يقل عن 16 مترًا طوليًا) و.  يشتمل السقف على فتحة (أبعاد: 40 * 40 سم) مزودة بمقبض وقفل حسب تعليمات المشرف.\n  3 - الصفائح المعدنية المجلفنة والمموجة (سمك 0.6 مم ، ارتفاع الموجة: 18 مم (+/- 2) مم مسافة الموجة: 76.2 مم (+/- 3) مم) لسقف خزان الصرف الصحي ، يتم تثبيتها فوق الحديد.  الحزم بمسامير مناسبة."]
["RWD Gutter","مزراب نازل مطري قسطل  pvcقطر 2 انش","Provide and install pvc pipe2 inch for rainwater drainage gutter with all the necessary elbows and connection and fixing to the wall according to the directions of GOAL Engineer","m",null,"تقديم وتركيب مزراب نازل مطري قسطل  pvcقطر 2 انش نوع اول لتصريف مياه المطر مع كل ما يلزم من اكواع ووصلات مع التثبيت على الجدران وحسب توجيهات مهندس غول"]
["Toilet trap type-S"," وصله مرحاض (نوع S)","Provision and installation of toilet trap (S type)  with all connections","PCs",null,"توفير وتركيب وصله مرحاض (نوع S) مع التوصيلات"]
["Toilet Declogging"," (تسليك )للمراحيض ونظام الصرف الصحي","Mechanical Declogging of toilet drains and the sewage system the toilets must be cleaned and emptied well until the water is well discharged.\n• It must be done by pumping water and spring methods or drilling if necessary,\n• All drainages and sewers inside one house or one toilets block are considered one unit.","Lumpsum",null," (تسليك )للمراحيض ونظام الصرف الصحي يجب تنظيف المراحيض وإفراغها جيدًا حتى يتم تصريف المياه جيدًا. \n • يجب أن يتم ذلك عن طريق ضخ المياه وطرق الينابيع أو ميكانيكيا إذا لزم الأمر\n• تعتبر جميع المجاري والصرف الصحي داخل منزل واحد أو مجموعة دورات مياه وحدة واحدة."]
["Faulty wiring removal","إزالة جميع التوصيلات الكهربائية الخاطئة و الخطرة ","Remove all faulty wiring and electrical connections","Lumpsum",null,"إزالة جميع التوصيلات الكهربائية الخاطئة و الخطرة "]
["electrical wire flexible  conduit"," نبريش مرن  لجميع التوصيلات الكهربائية المكشوفة","Install electrical wire flexible  conduit to cover all uncovered electrical wiring","m",null,"تركيب نبريش مرن  لجميع التوصيلات الكهربائية المكشوفة باستخدام أنابيب pvc عازلة خاصة "]
["LED light bulb","لمبة اضاءة ليد","Provision and installation of soft LED light ready to use","PCs",null,"توفير وتركيب لمبة LED  جاهز للاستخدام"]
["Light point"," نقطة إنارة كهربائية","supply and installation of electrical lighting point, including installation of a single and braided regular cable with a thickness of (1.5 mm) made of copper with the necessary items such as: duct tape for concealed extension, plastic channel before plastering, distribution boxes if needed, chassis, cover, switch, 12 watts bulb for utilities, 18 watts bulb for rooms, and the main distribution box in the house.","PCs",null,"توريد وتركيب نقطة إنارة كهربائية. بما في ذلك تركيب كابل عادي منفرد ومجدول بسمك (1.5 مم) مصنوع من النحاس مع العناصر الضرورية مثل: شريط لاصق للتمديد المخفي ، قناة بلاستيكية قبل الزريقة ، صناديق توزيع إذا لزم الأمر ، شاسيه ، غطاء ، مفتاح ، 12 لمبة للمرافق و لمبة 18 وات للغرف وايضا علبة التوزيع الرئيسية بالمنزل."]
["light bulb holder","تثبيت حامل اللمبة (سوكة)","  Install bulb holder","PCs",null,"تثبيت حامل اللمبة (سوكة)"]
["electrical switch","تركيب مفتاح كهربائي (ابريز)"," Install electrical switch","PCs",null,"تركيب مفتاح كهربائي (ابريز)"]
["electrical socket ","مقبس كهربائي","Supply and install electrical socket outlet, for internal and external base vimar brand china or equivalent , 250V, 10 A in accordance with all applicable codes and regulations and as approved by the site engineer","PCs",null,"توريد وتركيب مقبس كهربائي للقاعدة الداخلية والخارجية ماركة vimar الصين  او ما يعادلها ، 250V ، 10 A وفقا لجميع القوانين واللوائح المعمول بها وكما وافق عليها مهندس غول"]
["Electrical outlet point","نقطة مأخذ كهربائي","Supply and installation of the electrical outlet The work must include an installation of a first-rate thermal electrical outlet, in addition to all the necessary wires, a single and braided regular cable with thickness of (2 mm) which made of copper must be linked from the main breaker switch to the point with the necessary duct tape for concealed extension, plastic channel before plastering","PCs",null,"توريد وتركيب مأخذ التيار الكهربائي يجب أن يشتمل العمل على تركيب مأخذ كهربائي حراري من الدرجة الأولى ، بالإضافة إلى جميع الأسلاك اللازمة ، كابل عادي واحد ومجدول بسمك (2 مم) مصنوع من النحاس ويجب ربطه من مفتاح القاطع الرئيسي إلى النقطة بالشريط اللاصق اللازم للتمديد المخفي ، والقناة البلاستيكية قبل الزريقة"]
["Circuit breaker","قاطع دائرة","  Install a new single room circuit breaker, with all necessary to complete the work ","PCs",null,"تركيب قاطع دارة جديد بغرفة واحدة ، مع كل ما يلزم لإكمال العمل"]
["Ventilation fan","مروحة التهوية"," Install a mechanical ventilation fan for the latrines/kitchen and all needed materials and connections","Lumpsum",null,"تركيب شفاط للتهوية  للمراحيض / المطبخ وجميع المواد والوصلات اللازمة"]
["PV panel 250 Watt"," الألواح الشمسية 150 وات","Provide and install solar panels 250W,24V polycrystalline class origin of photovoltaic with all needed","PCs",null,"توريد وتركيب الألواح الشمسية 250 وات فئة 24 فولت متعدد البلورات من الخلايا الكهروضوئية مع كل ما يلزم"]
["PV panel 150 Watt"," الألواح الشمسية 250 وات","Install a solar PV panels, 150-Watt, 12 V with 25 degrees tilting angle with a way to protect the panels","PCs",null,"تركيب الألواح الشمسية الكهروضوئية ، 150 وات ، 12 فولت بزاوية إمالة 25 درجة مع وسيلة لحماية الألواح"]
["LED light strip","شريط إضاءة LED","  Install led light strip with switch's ","m",null,"تثبيت شريط إضاءة لدات مع كبسات"]
["Charge controller","منظم شحن","Install a 30-amp charge controller with all related accessories ","PCs",null,"تركيب منظم شحن 30 أمبير مع جميع الملحقات ذات الصلة"]
["Gel Battery","بطارية جل","Provide and install rapped dry battery GEL, deep cycle with capacity 210 A, 12V with all needed ","PCs",null,"توفير وتركيب بطارية سيارة  200 امبير جل ، دورة عميقة  ،ونظام  12 فولط مع كل ما يلزم وسيلة حماية للبطارية "]
["Liquid battery","بطارية سائلة","Provide and install Liquid battery, with capacity 240 A, 12V with all needed","PCs",null,"توفير وتركيب بطارية سائلة بسعة 240 أمبير ، 12 فولت بكل ما يلزم"]
["Inverter"," انفرتر","Provide and install inverter voltronic original, 3 KVA, single phase with all the needed protection breakers and accessories","PCs",null,"توفير وتركيب انفرتر فولترونيك اوريجينال 3 KVA أحادي الطور بجميع قواطع الحماية وملحقاتها"]
["PV panels mounting structure","هيكل تركيب الألواح الكهروضوئية","Install an iron structure to mount the solar PV panels moving base with a long arm motor and a light tracking circuit, the works include all related clamps, screws, fixation to the building without affecting the roofs water proofing integrity.","PCs",null,"تركيب قاعدة معدنية  لألواح الشمسية الكهروضوئية بقاعدة متحركة بمحرك طويل الذراع ودائرة تتبع للضوء ، وتشمل الأعمال جميع القصاصات ذات الصلة والبراغي والتثبيت بالمبنى دون التأثير على سلامة أسطح العزل المائي."]
["1.5 mm electrical cable","كابل كهربائي 1.5 مم","Provide and install of copper cable 1.5 mm2 used for solar energy with all needed","m",null,"توفير وتركيب كبل نحاسي 1.5 مم 2 يستخدم للطاقة الشمسية بكل ما يلزم"]
["2 mm electrical cable","كابل كهربائي 2 مم","Provide and install of copper cable10 mm2 used for solar energy with all needed","m",null,"توفير وتركيب كبل نحاسي 10 مم 2 يستخدم للطاقة الشمسية بكل ما يلزم"]

{"sheet":"Report","index":11,"n_rows":22,"n_cols":7,"rows_kept":22,"hidden":true}
[]
[]
["Count of Displaced/Resident","Column Labels"]
["Village_Name","Displaced","resident","returnee","Grand Total","Merged Families","Total(BNFs)"]
["Almzwaq",12,2,null,14]
["Barisha",52,24,1,77]
["Boz Ghaz",36,34,1,71]
["Ghazala - Mgheidleh",2,2,null,4]
["Htan",21,10,null,31]
["Koknaya ",23,15,1,39]
["Mreimin (Darkosh)",22,5,null,27]
["Rabeeta",18,8,null,26]
["Radwa",18,10,null,28]
["Sadiyeh - Bsentiya",20,5,null,25]
["Sardin",12,23,null,35]
["Zahraa - Kherbet Amud",4,5,null,9]
["Thahr",31,3,null,34]
["Mansura",5,3,null,8]
["Ramadiyeh (Darkosh)",3,10,null,13]
["mazrat haj Naiyf",5,3,null,8]
["Albalat",18,1,null,19]
["Grand Total",302,163,3,468,24,492]

{"sheet":"Report(Merged)","index":12,"n_rows":71,"n_cols":6,"rows_kept":71,"hidden":true}
[]
[]
["Row Labels","Count of Displaced/Resident","Sum of # of Merged Families"]
["Albalat",19,1]
["Almzwaq",14]
["Barisha",77]
["Boz Ghaz",71]
["Ghazala - Mgheidleh",4]
["Htan",31]
["Koknaya ",39]
["Mansura",8,4]
["mazrat haj Naiyf",8,3]
["Mreimin (Darkosh)",27,6]
["Rabeeta",26,8]
["Radwa",28,1]
["Ramadiyeh (Darkosh)",13,2]
["Sadiyeh - Bsentiya",25]
["Sardin",35]
["Thahr",34,2]
["Zahraa - Kherbet Amud",9,1]
["Grand Total",468,28]
[]
[]
[]
["Row Labels","Count of Displaced/Resident"]
["Displaced",302,329]
["Host Community",163,164]
["Returnees",3,3]
["Grand Total",468,{"$f":"SUM(C26:C28)","v":496}]
[]
[]
["Row Labels","Count of BNF","Sum of # of Merged Families"]
["Albalat",19,1]
["Almzwaq",14,null,"Barisha"]
["Barisha",77,null,"Boz Ghaz"]
["Boz Ghaz",71,null,"Htan"]
["Ghazala - Mgheidleh",4,null,"Rabeeta"]
["Htan",31,null,"Radwa"]
["Koknaya ",39,null,"Sardin"]
["Mansura",8,4,"Ghazala - Mgheidleh"]
["mazrat haj Naiyf",8,3,"Mreimin (Darkosh)"]
["Mreimin (Darkosh)",27,6,"Ramadiyeh (Darkosh)"]
["Rabeeta",26,8,"Sadiyeh - Bsentiya"]
["Radwa",28,1,"Thahr"]
["Ramadiyeh (Darkosh)",13,2,"Zahraa - Kherbet Amud"]
["Sadiyeh - Bsentiya",25,null,"Mansura"]
["Sardin",35,null,"mazrat haj Naiyf"]
["Thahr",34,2,"Koknaya"]
["Zahraa - Kherbet Amud",9,1,"Almzwaq",329,20]
["Grand Total",468,28,null,164,14]
[{"$nulls":4},3,77]
[{"$nulls":5},71]
["Row Labels","Sum of # of Merged Families",{"$nulls":3},4]
["Albalat",1,{"$nulls":3},31]
["Almzwaq",{"$nulls":4},39]
["Barisha",{"$nulls":4},12]
["Boz Ghaz",{"$nulls":4},11]
["Ghazala - Mgheidleh",{"$nulls":4},33]
["Htan",{"$nulls":4},30]
["Koknaya ",{"$nulls":4},29]
["Mansura",4,{"$nulls":3},15]
["mazrat haj Naiyf",3,{"$nulls":3},25]
["Mreimin (Darkosh)",6,{"$nulls":3},35]
["Rabeeta",8,{"$nulls":3},36]
["Radwa",1,{"$nulls":3},10]
["Ramadiyeh (Darkosh)",2]
["Sadiyeh - Bsentiya"]
["Sardin"]
["Thahr",2]
["Zahraa - Kherbet Amud",1]
["Grand Total",28]